## Overview
Case Western Reserve University Climate Action Plan Model
This outline describes the layout of this model and provides links to the components of the analysis.
This "HOME" icon is located at the top left corner of every sheet. Click on this icon to return to this page.
Sheet | Description
Base Case/Business-as-Usual Components
2009 GHG Inventory | Describes the 2008 GHG inventory and describes the key drivers assumed for forecasting purposes
Population Forecast | This describes the business-as-usual population forecast
Campus Area (GSF) Forecast | This describes the forecasted campus building area through 2050
Historical Campus Area | This graph illustrates the historical campus growth rate since 1980
Utility Demand | Describes the forecasted utility demand and campus-wide building level energy use intensity.
Primary Energy Inputs/Overview | Describes the forecasted primary energy consumption and primary energy use intensity.
Commodity Price Assumptions | This sheet illustrates the commodity prices used in the calculation of the primary energy expenses.
GHG Emissions Forecast Chart | Chart illustrating the forecasted business-as-usual GHG emissions.
GHG Emission Factors | Emission factors used to calculate the GHG emissions.
GHG Regulatory Financial Exposure | This sheet illustrates the potential direct and indirect exposure the University has to possible GHG regulation.
Valuation of GHG Mitigation Actions
Combined Heat & Power | This sheet provides the modeling assumptions for each alternative as well as output metrics.
Link to Selected Alternative
Action Hierarchy | Organization chart to describes the alternatives that are considered.
Action Valuation Summary Sheet | This sheet provides a summary overview of the valuation metrics for all the actions considered for inclusion in the CAP with a link to a detailed valuation of each action considered. The individual valuation sheets describe the assumptions for each action.
Abatement Curve | This sheet shows the abatement curve that illustrates the value and potential impact of each alternative relative to the other alternatives.
Portfolio Development
Portfolio Dashboard | Displays impacts of alternatives selected in the portfolio.
Portfolio Cash Flow Statement | Displays Portfolio Cash Flow Statement
Portfolio CAPEX Summary | Displays Incremental (New less Avoided) CAPEX by Portfolio Element
Portfolio OPEX (Non-Fuel & Fuel) Summary | Displays Incremental (New less Avoided) OPEX (Non-Fuel and Fuel) by Portfolio Element
Components of Value by Portfolio Option | Provides a value source graph that shows the components of value for each portfolio resource, one at a time.
Miscellaneous
Other Factors | Describes other factors used in the calculations in the CAP model.
Frequently Asked Questions | Provides answers to questions that have been asked regarding modeling assumptions, location of information, etc. Please send any additional questions for inclusion to Rob McKenna per the e-mail address below.
Notes:
For problems or questions contact Rob McKenna at rmckenna@energystrat.com or (801) 355-4365.
HOME

## FAQ
Frequently Asked Questions
Q1: Initial utility costs assumed in the model?
A1: The initial and forecasted primary energy/utility costs for natural gas, purchased electricity, etc are found on the Commodity Pricing tab. | Link to Commodity Pricing tab
Q2: Escalation factors used in the model?
A2: All dollar values are reflected as real rather than nominal values, i.e. 2010 dollar denomination. Where an inflation factor may have been required to adjust an assumption from a different year dollar denomination to 2010 dollars, the escalation factor and inflations factor used on the Factors tab (follow link at right) was used. | Link to Factors tab
Q3: What GHG allowance pricing assumptions were used in the model?
A3: The allowance prices used to value each unit of GHG emissions vary by year. The assumptions for each year used in the model are found at the link to the right. The values at this link represented the expected value allowance price curve. | Link to GHG Allowance Prices Used in Model
A3: A chart depicting all of the Energy Strategies' allowance price curves are found at the link to the right. The values used in the model and found at the link above are represented by the expected value allowance price curve on this chart. | Link to GHG Allowance Pricing Chart
Q4: What is the time period used for each measure's NPV calculation?
A4: The implementation time period for each measure can be found on the Action Valuation Summary Sheet (see link at right). The NPV calculation incorporates cash flow for each action/measure from the time cash flow begins for the project through 2050. Additional detail on the NPV calculation for each measure can be found on the individual valuation sheet for each measure linked to from the Action Valuation Summary Sheet. | Link to Action Valuation Summary Sheet
Q5: What is the interest rate utilized for the NPV calculations?
A5: The cost of capital/interest rate used in the NPV calculation for each NPV calculation in this model is the discount factor found on the Factors tab at the link to the right. | Link to Factors tab
Q6: Methodology used for GHG calculations?
A6: The methodology and definitions for scopes of GHG emissions are the sames as used in the 2008 NC State GHG inventory according the the protocol defined by the Climate Registry and described in the NC State GHG inventory document found at http://issuu.com/ncstatesustainability/docs/ncstate_2008ghginventory. The specific factors used in the calculation for each primary energy source are found at the link to the right. | Link to Factors tab
Q7: Any other assumptions that impact all of the measures?
A7: All other coversion factors, btu conversion factors, energy use intensity factors, etc. that impact all measures are found on the factor tabs linked to at the right. | Link to Factors tab
HOME

## Questions
Follow up

## ActionsOrgChart
HOME

## Factors
Factors Used in Model:
Return to FAQ
|  |  | GHG Emission Factors | CO2 | CH4 | N2O | HFC,CFC,HCFC | SF6 | PFC | Total
0.454 | kg / lb |  |  | (MTCDE/MMBtu) | (MTCDE/MMBtu) | (MTCDE/MMBtu) | (MTCDE/MMBtu) | (MTCDE/MMBtu) | (MTCDE/MMBtu) | MTCO2e/MMBtu
0.001 | metric ton / kg |  | Coal | [6 empty] | 0.094
1e-06 | million metric tons / metric ton |  | Diesel Oil #2 | [6 empty] | 0.072
2000 | lb / short ton |  | Diesel - Fleet | [6 empty] | 10.1 | EPA kg/gallon
0.9072 | metric ton / short ton |  | Gasoline - Fleet
0.02832 | m3 / ft3 |  | Natural Gas | [6 empty] | 0.053
3.7854 | liters / gallon |  | Propane
0.159 | m3 / barrel |  | Residual Oil #6
1000 | kg/Metric Ton |  | Purchased Electricity | (MTCDE/MMBtu) | (MTCDE/MMBtu) | (MTCDE/MMBtu)
1000000 | g/Metric Ton | [8 empty] | 0.20816
1000 | kWh/MWh |  | Purchased Electricity | (MTCDE/MWh) | (MTCDE/MWh) | (MTCDE/MWh) |  |  |  | (MTCDE/MWh)
1000000 | Btu/MMBtu | [8 empty] | 0.71026
2000 | lbs/short Ton |  | Purchased Utilities | (MTCDE/MMBtu) | (MTCDE/MMBtu) | (MTCDE/MMBtu)
2204.6 | lbs/Metric Ton |  | Steam | [6 empty] | 0.10778
10 | Therms/MMBtu |  | Cooling | [6 empty] | 0.11878
1000 | CF/KCF |  | Global Warming Potential | CO2 | CH4 | N2O
124000 | Btu/Gallon of Gasoline (Source:EIA) |  |  | 1 | 23 | 296
Btu Conversion Factors
Electricity | 3412 | Btu/kWh
Steam | 1175 | Btu/lb
Chilled Water | 12000 | Btu/ton hr
Purchased Steam Efficiency | 85%
Energy Use Intensity
Growth Factors: | Return to FAQs |  | Historical | NG (KBTU/GSF) | Electricity (KBTU/GSF)
Inflation | 1.881% | GDP Chain-type Price Index (2005=1.000) | Academic | See Calculated EUI on Primary Energy worksheet
Escalation, capital costs | 1.881% |  | Medical
Renovation | 1% |  | Residential
Other
Loss Factors: |  |  | Current of "State of the Art" | NG (KBTU/GSF) | Electricity (KBTU/GSF)
CW |  |  | Academic
Electricity |  |  | Medical
Steam | 9% |  | Residential
Other
Other Factors: | Return to FAQs |  |  | NG (KBTU/GSF) | Electricity (KBTU/GSF)
Discount Rate (Nominal) | 7.5% |  | Academic
Inflation | 1.881% |  | Medical
Discount Rate (Real) | 5.619% |  | Residential
Commodity Forecast Initial Year | 2009 |  | Other
Current Year | 2010
Wedge Group Names
Research & Curriculum
Community Outreach
Campus Planning
Transportation
Waste
Renewable Energy
Energy Conservation
Information Technology
Group9
Growth Scenarios
0%
0.5%
1%
1.5%
2%
2.5%
Energy Units Conversion Table from Energystar
Energy Source | Unit of Measure | Multiplier
Coal (anthracite) | Lbs. (pounds) | 12.545
Coal (anthracite) | MBtu (million Btu) | 1000
Coal (anthracite) | KLbs. (thousand pounds) | 12545
Coal (anthracite) | MLbs. (million pounds) | 12545000
Coal (anthracite) | Tons | 25090
Coal (bituminous) | Lbs. (pounds) | 12.465
Coal (bituminous) | MBtu (million Btu) | 1000
Coal (bituminous) | KLbs. (thousand pounds) | 12465
Coal (bituminous) | MLbs. (million pounds) | 12465000
Coal (bituminous) | Tons | 24930
Coke | Lbs. (pounds) | 12.4
Coke | MBtu (million Btu) | 1000
Coke | KLbs. (thousand pounds) | 12400
Coke | MLbs. (million pounds) | 12400000
Coke | Tons | 24800
Diesel | MBtu (million Btu) | 1000
Diesel | Gallons | 138.6905
Diesel | Liters | 36.06
District Chilled Water | MBtu (million Btu) | 1000
District Chilled Water | Ton Hours | 12
District Hot Water | MBtu (million Btu) | 1000
District Hot Water | Therms | 100
District Steam | MBtu (million Btu) | 1000
District Steam | Lbs. (pounds) | 1.194
District Steam | KLbs. (thousand pounds) | 1194
District Steam | MLbs. (million pounds) | 1194000
District Steam | Therms | 100
Electricity - Grid | kWh (thousand Watt-hours) | 3.412
Electricity - Grid | MWh (million Watt-hours) | 3412
Electricity - Grid | MBtu (million Btu) | 1000
Electricity – Onsite Renewables (solar and wind) | kWh (thousand Watt-hours) | 3.412
Electricity – Onsite Renewables (solar and wind) | MWh (million Watt-hours) | 3412
Electricity – Onsite Renewables (solar and wind) | MBtu (million Btu) | 1000
Fuel Oil (No. 1) | MBtu (million Btu) | 1000
Fuel Oil (No. 1) | Gallons | 138.6905
Fuel Oil (No. 1) | Liters | 36.06
Fuel Oil (No. 2) | MBtu (million Btu) | 1000
Fuel Oil (No. 2) | Gallons | 138.6905
Fuel Oil (No. 2) | Liters | 36.06
Fuel Oil (No. 4) | MBtu (million Btu) | 1000
Fuel Oil (No. 4) | Gallons | 138.6905
Fuel Oil (No. 4) | Liters | 36.06
Fuel Oil (No. 5 & No. 6) | MBtu (million Btu) | 1000
Fuel Oil (No. 5 & No. 6) | Gallons | 149.6905
Fuel Oil (No. 5 & No. 6) | Liters | 38.92
Kerosene | MBtu (million Btu) | 1000
Kerosene | Gallons | 135
Kerosene | Liters | 35.1
Liquid Propane | MBtu (million Btu) | 1000
Liquid Propane | kcf (thousand cubic feet) | 2518.5
Liquid Propane | Gallons | 91.6476
Liquid Propane | cf (cubic feet) | 2.5185
Liquid Propane | Liters | 23.828
Natural Gas | MBtu (million Btu) | 1000
Natural Gas | ccf (hundred cubic feet) | 102.9
Natural Gas | therms | 100
Natural Gas | kcf (thousand cubic feet) | 1029
Natural Gas | cf (cubic feet) | 1.029
Natural Gas | MCF (million cubic feet) | 1029000
Natural Gas | Cubic Meters | 36.339
Propane | MBtu (million Btu) | 1000
Propane | kcf (thousand cubic feet) | 2518.5
Propane | Gallons | 91.6476
Propane | cf (cubic feet) | 2.5185
Propane | Liters | 23.828
Wood | MBtu (million Btu) | 1000
Wood | Tons | 15380
The previous table provides the multiplier to convert a unit of measure to kBtu:
1. Locate the energy source and the applicable unit of measure.
2. Select the conversion multiplier from the right column.
3. Multiply non-kBtu units of energy by multiplier and this converts the energy unit to kBtu equivalent.
HOME
Note on N5: from John C - Climate Leaders
Note on N6: from John C - Climate Leaders
Note on B40: From: James Gross <jeg95@case.edu> Date: December 2, 2010 1:02:54 PM MST To: Rob McKenna <RMcKenna@energystrat.com> Cc: John Lawyer <jcl5@case.edu>, mwalters@aeieng.com, Stephen Campbell <sxc580@case.edu> Subject: RE: Discount Rate/Cost of Capital Rob, I spoke to John and with inflation the NPV would be closer to 7.5%; also fyi, the hurdle rate breakdown is cost of capital of 4.5% and opportunity cost of 7.5% Jim From: Rob McKenna [mailto:RMcKenna@Energystrat.com] Sent: Thursday, December 02, 2010 1:22 PM To: James Gross Cc: John Lawyer; mwalters@aeieng.com; Stephen Campbell Subject: RE: Discount Rate/Cost of Capital Jim, One more question... I assume these are nominal rates of return, i.e. they include inflation adjustments. Is that correct? If so, does CWRU have a view on the implied inflation in those rates so that we can back out the inflation to try to get at a "real" rate? Thanks, Rob From: James Gross [mailto:jeg95@case.edu] Sent: Thursday, December 02, 2010 9:08 AM To: Rob McKenna Cc: John Lawyer; mwalters@aeieng.com; Stephen Campbell Subject: RE: Discount Rate/Cost of Capital Hi Rob, I checked with our CFO John Sideras and the rates are as follows: 6% for NPV And 11-12% for hurdle rate (e.g. cost of capital + opportunity cost) Regards, Jim
Note on B42: From: James Gross <jeg95@case.edu> Date: December 2, 2010 1:02:54 PM MST To: Rob McKenna <RMcKenna@energystrat.com> Cc: John Lawyer <jcl5@case.edu>, mwalters@aeieng.com, Stephen Campbell <sxc580@case.edu> Subject: RE: Discount Rate/Cost of Capital Rob, I spoke to John and with inflation the NPV would be closer to 7.5%; also fyi, the hurdle rate breakdown is cost of capital of 4.5% and opportunity cost of 7.5% Jim From: Rob McKenna [mailto:RMcKenna@Energystrat.com] Sent: Thursday, December 02, 2010 1:22 PM To: James Gross Cc: John Lawyer; mwalters@aeieng.com; Stephen Campbell Subject: RE: Discount Rate/Cost of Capital Jim, One more question... I assume these are nominal rates of return, i.e. they include inflation adjustments. Is that correct? If so, does CWRU have a view on the implied inflation in those rates so that we can back out the inflation to try to get at a "real" rate? Thanks, Rob From: James Gross [mailto:jeg95@case.edu] Sent: Thursday, December 02, 2010 9:08 AM To: Rob McKenna Cc: John Lawyer; mwalters@aeieng.com; Stephen Campbell Subject: RE: Discount Rate/Cost of Capital Hi Rob, I checked with our CFO John Sideras and the rates are as follows: 6% for NPV And 11-12% for hurdle rate (e.g. cost of capital + opportunity cost) Regards, Jim

## CACP CO2
On this Worksheet: CO2 emissions from all sources. These numbers are the product of the emission factor and the input data. Some sources have no formulas because they have no CO2 emissions, but are included to keep formatting consistent.
MODULE | Summary
WORKSHEET | CO2
UNIVERSITY | CASE WESTERN RESERVE UNIVERSITY
| --- Scope 1 Emissions Sources --- | [49 empty] | --- Scope 2 Emissions Sources --- |  |  | --- Scope 3 Emissions Sources --- | [30 empty] | --- Offsets ---
| On-Campus Stationary Sources | [23 empty] | Direct Transportation Sources | [9 empty] | Refrigerants & Chemicals | [5 empty] | Agriculture Sources | [9 empty] | Electricity, Steam, and Chilled Water |  |  | Commuting | [7 empty] | Directly Financed Outsourced Travel | [6 empty] | Study Abroad Travel | Solid Waste |  |  |  |  | Wastewater |  |  |  | Paper |  |  |  |  | Misc
Fiscal Year | On-Campus Cogeneration Plant(s) | [11 empty] | Other On-Campus Stationary Sources | [11 empty] | University Fleet | [9 empty] | Refrigerants & Chemicals | [5 empty] | Fertilizer |  | Animal Husbandry | [7 empty] | Electricity | Steam | Chilled Water | Faculty / Staff Commuting |  |  |  | Student Commuting |  |  |  | Air Travel |  | Other | [5 empty] | Incinerated Waste |  | Landfilled Waste |  |  | Septic System | Central Treatment System |  |  | Uncoated Freesheet | Uncoated Freesheet | Uncoated Freesheet | Uncoated Freesheet | Paperboard: Uncoated Bleached Kraft | Scope 2 | Offsets with Additionality |  |  |  |  | Non-Additional Renewable Energy Certificates (RECs)
| Residual Oil (#5-6) | Distillate Oil (#1-4) | Natural Gas | LPG (Propane) | Coal (Steam Coal) | Incinerated Waste | Wood Chips | Wood Pellets | Grass Pellets | Residual BioHeat | Distillate BioHeat | Other Biogenic | Residual Oil (#5-6) | Distillate Oil (#1-4) | Natural Gas | LPG (Propane) | Coal (Steam Coal) | Incinerated Waste | Wood Chips | Wood Pellets | Grass Pellets | Residual BioHeat | Distillate BioHeat | Other Biogenic | Gasoline Fleet | Diesel Fleet | Natural Gas Fleet | E85 Fleet | B5 Fleet | B20 Fleet | B100 | Hydrogen | Other Fleet Fuel | Electric Fleet | HFC-134a | HFC-404a | HCFC-22 | HCFE-235da2 | HG-10 | Other | Synthetic | Organic | Dairy Cows | Beef Cows | Swine | Goats | Sheep | Horses | Poultry | Other |  |  |  | Automobile | Bus | Light Rail | Commuter Rail | Automobile | Bus | Light Rail | Commuter Rail | Faculty / Staff | Students | Train | Taxi / Ferry / Rental Car | Bus | Alternative Fuel Bus | Personal Mileage Reimbursement | Air | Mass Burn | Refuse Derived Fuel (RDF) | No CH4 Recovery | CH4 Recovery and Flaring | CH4 Recovery and Electric Generation |  | Aerobic | Anaerobic | Anaerobic Digestion | 0% | 25% | 50% | 75% | 100% | Transportation & Distribution Losses | On-campus Composting | Forest Preservation | Retail Offsets (High End) | Retail Offsets (Low End) | Other | Green Power Certificates | Retail Offsets (High End) | Retail Offsets (Low End) | Other
| kg CO2 | kg CO2 | kg CO2 | kg CO2 | kg CO2 | kg CO2 | kg CO2 | kg CO2 | kg CO2 | kg CO2 | kg CO2 | kg CO2 | kg CO2 | kg CO2 | kg CO2 | kg CO2 | kg CO2 | kg CO2 | kg CO2 | kg CO2 | kg CO2 | kg CO2 | kg CO2 | kg CO2 | kg CO2 | kg CO2 | kg CO2 | kg CO2 | kg CO2 | kg CO2 | kg CO2 | kg CO2 | kg CO2 | kg CO2 | kg CO2 | kg CO2 | kg CO2 | kg CO2 | kg CO2 | kg CO2 | kg CO2 | kg CO2 | kg CO2 | kg CO2 | kg CO2 | kg CO2 | kg CO2 | kg CO2 | kg CO2 | kg CO2 | kg CO2 | kg CO2 | kg CO2 | kg CO2 | kg CO2 | kg CO2 | kg CO2 | kg CO2 | kg CO2 | kg CO2 | kg CO2 | kg CO2 | kg CO2 | kg CO2 | kg CO2 | kg CO2 | kg CO2 | kg CO2 | kg CO2 | kg CO2 | kg CO2 | kg CO2 | kg CO2 | kg CO2 | kg CO2 | kg CO2 | kg CO2 | kg CO2 | kg CO2 | kg CO2 | kg CO2 | kg CO2 | kg CO2 | kg CO2 | kg CO2 | kg CO2 | kg CO2 | kg CO2 | kg CO2 | kg CO2 | kg CO2 | kg CO2 | kg CO2
1990 | 0 | 0 | 0 | 0 | 0 | 0 | 0 | 0 | 0 | 0 | 0 | 0 | 0 | 0 | 0 | 0 | 0 | 0 | 0 | 0 | 0 | 0 | 0 | 0 | 0 | 0 | 0 | 0 | 0 | 0 | 0 | 0 | 0 | 0 | [16 empty] | 0 | 0 | 0 | 0 | 0 | 0 | 0 | 0 | 0 | 0 | 0 | 0 | 0 | 0 | 0 | 0 | 0 | 0 | 0 | 0 | 0 | [12 empty] | 0
1991 | 0 | 0 | 0 | 0 | 0 | 0 | 0 | 0 | 0 | 0 | 0 | 0 | 0 | 0 | 0 | 0 | 0 | 0 | 0 | 0 | 0 | 0 | 0 | 0 | 0 | 0 | 0 | 0 | 0 | 0 | 0 | 0 | 0 | 0 | [16 empty] | 0 | 0 | 0 | 0 | 0 | 0 | 0 | 0 | 0 | 0 | 0 | 0 | 0 | 0 | 0 | 0 | 0 | 0 | 0 | 0 | 0 | [12 empty] | 0
1992 | 0 | 0 | 0 | 0 | 0 | 0 | 0 | 0 | 0 | 0 | 0 | 0 | 0 | 0 | 0 | 0 | 0 | 0 | 0 | 0 | 0 | 0 | 0 | 0 | 0 | 0 | 0 | 0 | 0 | 0 | 0 | 0 | 0 | 0 | [16 empty] | 0 | 0 | 0 | 0 | 0 | 0 | 0 | 0 | 0 | 0 | 0 | 0 | 0 | 0 | 0 | 0 | 0 | 0 | 0 | 0 | 0 | [12 empty] | 0
1993 | 0 | 0 | 0 | 0 | 0 | 0 | 0 | 0 | 0 | 0 | 0 | 0 | 0 | 0 | 0 | 0 | 0 | 0 | 0 | 0 | 0 | 0 | 0 | 0 | 0 | 0 | 0 | 0 | 0 | 0 | 0 | 0 | 0 | 0 | [16 empty] | 0 | 0 | 0 | 0 | 0 | 0 | 0 | 0 | 0 | 0 | 0 | 0 | 0 | 0 | 0 | 0 | 0 | 0 | 0 | 0 | 0 | [12 empty] | 0
1994 | 0 | 0 | 0 | 0 | 0 | 0 | 0 | 0 | 0 | 0 | 0 | 0 | 0 | 0 | 0 | 0 | 0 | 0 | 0 | 0 | 0 | 0 | 0 | 0 | 0 | 0 | 0 | 0 | 0 | 0 | 0 | 0 | 0 | 0 | [16 empty] | 0 | 0 | 0 | 0 | 0 | 0 | 0 | 0 | 0 | 0 | 0 | 0 | 0 | 0 | 0 | 0 | 0 | 0 | 0 | 0 | 0 | [12 empty] | 0
1995 | 0 | 0 | 0 | 0 | 0 | 0 | 0 | 0 | 0 | 0 | 0 | 0 | 0 | 0 | 0 | 0 | 0 | 0 | 0 | 0 | 0 | 0 | 0 | 0 | 0 | 0 | 0 | 0 | 0 | 0 | 0 | 0 | 0 | 0 | [16 empty] | 0 | 0 | 0 | 0 | 0 | 0 | 0 | 0 | 0 | 0 | 0 | 0 | 0 | 0 | 0 | 0 | 0 | 0 | 0 | 0 | 0 | [12 empty] | 0
1996 | 0 | 0 | 0 | 0 | 0 | 0 | 0 | 0 | 0 | 0 | 0 | 0 | 0 | 0 | 0 | 0 | 0 | 0 | 0 | 0 | 0 | 0 | 0 | 0 | 0 | 0 | 0 | 0 | 0 | 0 | 0 | 0 | 0 | 0 | [16 empty] | 0 | 0 | 0 | 0 | 0 | 0 | 0 | 0 | 0 | 0 | 0 | 0 | 0 | 0 | 0 | 0 | 0 | 0 | 0 | 0 | 0 | [12 empty] | 0
1997 | 0 | 0 | 0 | 0 | 0 | 0 | 0 | 0 | 0 | 0 | 0 | 0 | 0 | 0 | 0 | 0 | 0 | 0 | 0 | 0 | 0 | 0 | 0 | 0 | 0 | 0 | 0 | 0 | 0 | 0 | 0 | 0 | 0 | 0 | [16 empty] | 0 | 0 | 0 | 0 | 0 | 0 | 0 | 0 | 0 | 0 | 0 | 0 | 0 | 0 | 0 | 0 | 0 | 0 | 0 | 0 | 0 | [12 empty] | 0
1998 | 0 | 0 | 0 | 0 | 0 | 0 | 0 | 0 | 0 | 0 | 0 | 0 | 0 | 0 | 0 | 0 | 0 | 0 | 0 | 0 | 0 | 0 | 0 | 0 | 0 | 0 | 0 | 0 | 0 | 0 | 0 | 0 | 0 | 0 | [16 empty] | 0 | 0 | 0 | 0 | 0 | 0 | 0 | 0 | 0 | 0 | 0 | 0 | 0 | 0 | 0 | 0 | 0 | 0 | 0 | 0 | 0 | [12 empty] | 0
1999 | 0 | 0 | 0 | 0 | 0 | 0 | 0 | 0 | 0 | 0 | 0 | 0 | 0 | 0 | 0 | 0 | 0 | 0 | 0 | 0 | 0 | 0 | 0 | 0 | 0 | 0 | 0 | 0 | 0 | 0 | 0 | 0 | 0 | 0 | [16 empty] | 0 | 0 | 0 | 0 | 0 | 0 | 0 | 0 | 0 | 0 | 0 | 0 | 0 | 0 | 0 | 0 | 0 | 0 | 0 | 0 | 0 | [12 empty] | 0
2000 | 0 | 0 | 0 | 0 | 0 | 0 | 0 | 0 | 0 | 0 | 0 | 0 | 0 | 0 | 0 | 0 | 0 | 0 | 0 | 0 | 0 | 0 | 0 | 0 | 0 | 0 | 0 | 0 | 0 | 0 | 0 | 0 | 0 | 0 | [16 empty] | 0 | 0 | 0 | 0 | 0 | 0 | 0 | 0 | 0 | 0 | 0 | 0 | 0 | 0 | 0 | 0 | 0 | 0 | 0 | 0 | 0 | [12 empty] | 0
2001 | 0 | 0 | 0 | 0 | 0 | 0 | 0 | 0 | 0 | 0 | 0 | 0 | 0 | 0 | 0 | 0 | 0 | 0 | 0 | 0 | 0 | 0 | 0 | 0 | 0 | 0 | 0 | 0 | 0 | 0 | 0 | 0 | 0 | 0 | [16 empty] | 0 | 0 | 0 | 0 | 0 | 0 | 0 | 0 | 0 | 0 | 0 | 0 | 0 | 0 | 0 | 0 | 0 | 0 | 0 | 0 | 0 | [12 empty] | 0
2002 | 0 | 0 | 0 | 0 | 0 | 0 | 0 | 0 | 0 | 0 | 0 | 0 | 0 | 0 | 0 | 0 | 0 | 0 | 0 | 0 | 0 | 0 | 0 | 0 | 0 | 0 | 0 | 0 | 0 | 0 | 0 | 0 | 0 | 0 | [16 empty] | 0 | 0 | 0 | 0 | 0 | 0 | 0 | 0 | 0 | 0 | 0 | 0 | 0 | 0 | 0 | 0 | 0 | 0 | 0 | 0 | 0 | [12 empty] | 0
2003 | 0 | 0 | 0 | 0 | 0 | 0 | 0 | 0 | 0 | 0 | 0 | 0 | 0 | 0 | 0 | 0 | 0 | 0 | 0 | 0 | 0 | 0 | 0 | 0 | 0 | 0 | 0 | 0 | 0 | 0 | 0 | 0 | 0 | 0 | [16 empty] | 0 | 0 | 0 | 0 | 0 | 0 | 0 | 0 | 0 | 0 | 0 | 0 | 0 | 0 | 0 | 0 | 0 | 0 | 0 | 0 | 0 | [12 empty] | 0
2004 | 0 | 0 | 0 | 0 | 0 | 0 | 0 | 0 | 0 | 0 | 0 | 0 | 0 | 0 | 0 | 0 | 0 | 0 | 0 | 0 | 0 | 0 | 0 | 0 | 0 | 0 | 0 | 0 | 0 | 0 | 0 | 0 | 0 | 0 | [16 empty] | 0 | 0 | 0 | 0 | 0 | 0 | 0 | 0 | 0 | 0 | 0 | 0 | 0 | 0 | 0 | 0 | 0 | 0 | 0 | 0 | 0 | [12 empty] | 0
2005 | 0 | 0 | 0 | 0 | 0 | 0 | 0 | 0 | 0 | 0 | 0 | 0 | 0 | 0 | 0 | 0 | 0 | 0 | 0 | 0 | 0 | 0 | 0 | 0 | 0 | 0 | 0 | 0 | 0 | 0 | 0 | 0 | 0 | 0 | [16 empty] | 0 | 0 | 0 | 0 | 0 | 0 | 0 | 0 | 0 | 0 | 0 | 0 | 0 | 0 | 0 | 0 | 0 | 0 | 0 | 0 | 0 | [12 empty] | 0
2006 | 0 | 0 | 0 | 0 | 0 | 0 | 0 | 0 | 0 | 0 | 0 | 0 | 0 | 0 | 0 | 0 | 0 | 0 | 0 | 0 | 0 | 0 | 0 | 0 | 0 | 0 | 0 | 0 | 0 | 0 | 0 | 0 | 0 | 0 | [16 empty] | 0 | 0 | 0 | 0 | 0 | 0 | 0 | 0 | 0 | 0 | 0 | 0 | 0 | 0 | 0 | 0 | 0 | 0 | 0 | 0 | 0 | [12 empty] | 0
2007 | 0 | 0 | 0 | 0 | 0 | 0 | 0 | 0 | 0 | 0 | 0 | 0 | 0 | 0 | 0 | 0 | 0 | 0 | 0 | 0 | 0 | 0 | 0 | 0 | 0 | 0 | 0 | 0 | 0 | 0 | 0 | 0 | 0 | 0 | [16 empty] | 0 | 0 | 0 | 0 | 0 | 0 | 0 | 0 | 0 | 0 | 0 | 0 | 0 | 0 | 0 | 0 | 0 | 0 | 0 | 0 | 0 | [12 empty] | 0
2008 | 0 | 0 | 0 | 0 | 0 | 0 | 0 | 0 | 0 | 0 | 0 | 0 | 0 | 18106.4413 | 5321313.3211 | 0 | 0 | 0 | 0 | 0 | 0 | 0 | 0 | 0 | 473997.7499 | 125746.3883 | 0 | 0 | 0 | 0 | 0 | 0 | 0 | 0 | [16 empty] | 89200889.8658 | 61021491.0168 | 20698886.3401 | 9112450.8204 | 0 | 0 | 0 | 6779322.4445 | 0 | 0 | 0 | 22040769.7473 | 0 | 0 | 0 | 8114.3408 | 0 | 407796.9723 | 2859012.8257 | -10120 | 0 | [12 empty] | 13123138.5232
2009 | 0 | 0 | 0 | 0 | 0 | 0 | 0 | 0 | 0 | 0 | 0 | 0 | 0 | 18485.9475 | 5174177.5596 | 0 | 0 | 0 | 0 | 0 | 0 | 0 | 0 | 0 | 400557.3094 | 153430.368 | 0 | 0 | 0 | 0 | 0 | 0 | 0 | 0 | [16 empty] | 88571279.7489 | 72466262.8906 | 20794129.2764 | 9107203.9912 | 0 | 0 | 0 | 6645686.2811 | 0 | 0 | 0 | 24246102.3029 | 0 | 0 | 0 | 7194.4537 | 0 | 406867.6083 | 3098209.0677 | -11660 | 0 | [12 empty] | 13668238.5912
2010 | 0 | 0 | 0 | 0 | 0 | 0 | 0 | 0 | 0 | 0 | 0 | 0 | 0 | 18855.6664 | 5277661.1108 | 0 | 0 | 0 | 0 | 0 | 0 | 0 | 0 | 0 | 408568.4556 | 156498.9753 | 0 | 0 | 0 | 0 | 0 | 0 | 0 | 0 | [16 empty] | 90342705.3439 | 73915588.1484 | 21210011.8619 | 9289348.071 | 0 | 0 | 0 | 6778600.0068 | 0 | 0 | 0 | 24731024.3489 | 0 | 0 | 0 | 7338.3428 | 0 | 0 | 3160173.2491 | -11893.2 | 0 | [12 empty] | 13941603.3631
2011 | 0 | 0 | 0 | 0 | 0 | 0 | 0 | 0 | 0 | 0 | 0 | 0 | 0 | 19232.7798 | 5383214.3331 | 0 | 0 | 0 | 0 | 0 | 0 | 0 | 0 | 0 | 416739.8247 | 159628.9549 | 0 | 0 | 0 | 0 | 0 | 0 | 0 | 0 | [16 empty] | 92149559.4508 | 75393899.9113 | 21634212.0991 | 9475135.0325 | 0 | 0 | 0 | 6914172.0069 | 0 | 0 | 0 | 25225644.8359 | 0 | 0 | 0 | 7485.1097 | 0 | 0 | 3223376.7141 | -12131.064 | 0 | [12 empty] | 14220435.4303
2012 | 0 | 0 | 0 | 0 | 0 | 0 | 0 | 0 | 0 | 0 | 0 | 0 | 0 | 19617.4354 | 5490878.6197 | 0 | 0 | 0 | 0 | 0 | 0 | 0 | 0 | 0 | 425074.6212 | 162821.534 | 0 | 0 | 0 | 0 | 0 | 0 | 0 | 0 | [16 empty] | 93992550.6398 | 76901777.9096 | 22066896.3411 | 9664637.7331 | 0 | 0 | 0 | 7052455.447 | 0 | 0 | 0 | 25730157.7326 | 0 | 0 | 0 | 7634.8118 | 0 | 0 | 3287844.2483 | -12373.6853 | 0 | [12 empty] | 14504844.1389
2013 | 0 | 0 | 0 | 0 | 0 | 0 | 0 | 0 | 0 | 0 | 0 | 0 | 0 | 20009.7841 | 5600696.1921 | 0 | 0 | 0 | 0 | 0 | 0 | 0 | 0 | 0 | 433576.1136 | 166077.9646 | 0 | 0 | 0 | 0 | 0 | 0 | 0 | 0 | [16 empty] | 95872401.6526 | 78439813.4678 | 22508234.2679 | 9857930.4878 | 0 | 0 | 0 | 7193504.556 | 0 | 0 | 0 | 26244760.8873 | 0 | 0 | 0 | 7787.5081 | 0 | 0 | 3353601.1333 | -12621.159 | 0 | [12 empty] | 14794941.0217
2014 | 0 | 0 | 0 | 0 | 0 | 0 | 0 | 0 | 0 | 0 | 0 | 0 | 0 | 20409.9797 | 5712710.116 | 0 | 0 | 0 | 0 | 0 | 0 | 0 | 0 | 0 | 442247.6359 | 169399.5239 | 0 | 0 | 0 | 0 | 0 | 0 | 0 | 0 | [16 empty] | 97789849.6856 | 80008609.7371 | 22958398.9533 | 10055089.0975 | 0 | 0 | 0 | 7337374.6471 | 0 | 0 | 0 | 26769656.105 | 0 | 0 | 0 | 7943.2582 | 0 | 0 | 3420673.156 | -12873.5822 | 0 | [12 empty] | 15090839.8421
2015 | 0 | 0 | 0 | 0 | 0 | 0 | 0 | 0 | 0 | 0 | 0 | 0 | 0 | 20818.1793 | 5826964.3183 | 0 | 0 | 0 | 0 | 0 | 0 | 0 | 0 | 0 | 451092.5886 | 172787.5144 | 0 | 0 | 0 | 0 | 0 | 0 | 0 | 0 | [16 empty] | 99745646.6793 | 81608781.9319 | 23417566.9324 | 10256190.8795 | 0 | 0 | 0 | 7484122.14 | 0 | 0 | 0 | 27305049.2271 | 0 | 0 | 0 | 8102.1234 | 0 | 0 | 3489086.6191 | -13131.0538 | 0 | [12 empty] | 15392656.639

## CACP CH4
On this Worksheet: CH4 emissions from all sources. These numbers are the product of the emission factor and the input data. Some sources have no formulas because they have no CO2 emissions, but are included to keep formatting consistent.
MODULE | Summary
WORKSHEET | CH4
UNIVERSITY | CASE WESTERN RESERVE UNIVERSITY
| --- Scope 1 Emissions Sources --- | [49 empty] | --- Scope 2 Emissions Sources --- |  |  | --- Scope 3 Emissions Sources --- | [30 empty] | --- Offsets ---
| On-Campus Stationary Sources | [23 empty] | Direct Transportation Sources | [9 empty] | Refrigerants & Chemicals | [5 empty] | Agriculture Sources | [9 empty] | Electricity, Steam, and Chilled Water |  |  | Commuting | [7 empty] | Directly Financed Outsourced Travel | [6 empty] | Study Abroad Travel | Solid Waste |  |  |  |  | Wastewater |  |  |  | Paper |  |  |  |  | Misc
Fiscal Year | On-Campus Cogeneration Plant(s) | [11 empty] | Other On-Campus Stationary Sources | [11 empty] | University Fleet | [9 empty] | Refrigerants & Chemicals | [5 empty] | Fertilizer |  | Animal Husbandry | [7 empty] | Electricity | Steam | Chilled Water | Faculty / Staff Commuting |  |  |  | Student Commuting |  |  |  | Air Travel |  | Other |  |  |  |  | 0 | Incinerated Waste |  | Landfilled Waste |  |  | Septic System | Central Treatment System |  |  | Uncoated Freesheet | Uncoated Freesheet | Uncoated Freesheet | Uncoated Freesheet | Paperboard: Uncoated Bleached Kraft | Scope 2 | Offsets with Additionality |  |  |  |  | Non-Additional Renewable Energy Certificates (RECs)
| Residual Oil (#5-6) | Distillate Oil (#1-4) | Natural Gas | LPG (Propane) | Coal (Steam Coal) | Incinerated Waste | Wood Chips | Wood Pellets | Grass Pellets | Residual BioHeat | Distillate BioHeat | Other | Residual Oil (#5-6) | Distillate Oil (#1-4) | Natural Gas | LPG (Propane) | Coal (Steam Coal) | Incinerated Waste | Wood Chips | Wood Pellets | Grass Pellets | Residual BioHeat | Distillate BioHeat | Other | Gasoline Fleet | Diesel Fleet | Natural Gas Fleet | E85 Fleet | B5 Fleet | B20 Fleet | B100 | Hydrogen | Other Fleet Fuel | Electric Fleet | HFC-134a | HFC-404a | HCFC-22 | HCFE-235da2 | HG-10 | Other | Synthetic | Organic | Dairy Cows | Beef Cows | Swine | Goats | Sheep | Horses | Poultry | Other |  |  |  | Automobile | Bus | Light Rail | Commuter Rail | Automobile | Bus | Light Rail | Commuter Rail | Faculty / Staff | Students | Train | Taxi / Ferry / Rental Car | Bus | Alternative Fuel Bus | Personal Mileage Reimbursement | Air | Mass Burn | Refuse Derived Fuel (RDF) | No CH4 Recovery | CH4 Recovery and Flaring | CH4 Recovery and Electric Generation |  | Aerobic | Anaerobic | Anaerobic Digestion | 0% | 25% | 50% | 75% | 100% | Transportation & Distribution Losses | On-campus Composting | Forest Preservation | Retail Offsets (High End) | Retail Offsets (Low End) | Other | Green Power Certificates | Retail Offsets (High End) | Retail Offsets (Low End) | Other
| kg CH4 | kg CH4 | kg CH4 | kg CH4 | kg CH4 | kg CH4 | kg CH4 | kg CH4 | kg CH4 | kg CH4 | kg CH4 | kg CH4 | kg CH4 | kg CH4 | kg CH4 | kg CH4 | kg CH4 | kg CH4 | kg CH4 | kg CH4 | kg CH4 | kg CH4 | kg CH4 | kg CH4 | kg CH4 | kg CH4 | kg CH4 | kg CH4 | kg CH4 | kg CH4 | kg CH4 | kg CH4 | kg CH4 | kg CH4 | kg CH4 | kg CH4 | kg CH4 | kg CH4 | kg CH4 | kg CH4 | kg CH4 | kg CH4 | kg CH4 | kg CH4 | kg CH4 | kg CH4 | kg CH4 | kg CH4 | kg CH4 | kg CH4 | kg CH4 | kg CH4 | kg CH4 | kg CH4 | kg CH4 | kg CH4 | kg CH4 | kg CH4 | kg CH4 | kg CH4 | kg CH4 | kg CH4 | kg CH4 | kg CH4 | kg CH4 | kg CH4 | kg CH4 | kg CH4 | kg CH4 | kg CH4 | kg CH4 | kg CH4 | kg CH4 | kg CH4 | kg CH4 | kg CH4 | kg CH4 | kg CH4 | kg CH4 | kg CH4 | kg CH4 | kg CH4 | kg CH4 | kg CH4 | kg CH4 | kg CH4 | kg CH4 | kg CH4 | kg CH4 | kg CH4 | kg CH4 | kg CH4 | kg CH4
1990 | 0 | 0 | 0 | 0 | 0 | 0 | 0 | 0 | 0 | 0 | 0 | 0 | 0 | 0 | 0 | 0 | 0 | 0 | 0 | 0 | 0 | 0 | 0 | 0 | 0 | 0 | 0 | 0 | 0 | 0 | 0 | 0 | 0 | 0 | [8 empty] | 0 | 0 | 0 | 0 | 0 | 0 | 0 | 0 | 0 | 0 | 0 | 0 | 0 | 0 | 0 | 0 | 0 | 0 | 0 | 0 | 0 | 0 | 0 | 0 | 0 | 0 | 0 |  |  | 0 | 0 | 0 | 0 | 0 | 0 | 0 | [5 empty] | 0
1991 | 0 | 0 | 0 | 0 | 0 | 0 | 0 | 0 | 0 | 0 | 0 | 0 | 0 | 0 | 0 | 0 | 0 | 0 | 0 | 0 | 0 | 0 | 0 | 0 | 0 | 0 | 0 | 0 | 0 | 0 | 0 | 0 | 0 | 0 | [8 empty] | 0 | 0 | 0 | 0 | 0 | 0 | 0 | 0 | 0 | 0 | 0 | 0 | 0 | 0 | 0 | 0 | 0 | 0 | 0 | 0 | 0 | 0 | 0 | 0 | 0 | 0 | 0 |  |  | 0 | 0 | 0 | 0 | 0 | 0 | 0 | [5 empty] | 0
1992 | 0 | 0 | 0 | 0 | 0 | 0 | 0 | 0 | 0 | 0 | 0 | 0 | 0 | 0 | 0 | 0 | 0 | 0 | 0 | 0 | 0 | 0 | 0 | 0 | 0 | 0 | 0 | 0 | 0 | 0 | 0 | 0 | 0 | 0 | [8 empty] | 0 | 0 | 0 | 0 | 0 | 0 | 0 | 0 | 0 | 0 | 0 | 0 | 0 | 0 | 0 | 0 | 0 | 0 | 0 | 0 | 0 | 0 | 0 | 0 | 0 | 0 | 0 |  |  | 0 | 0 | 0 | 0 | 0 | 0 | 0 | [5 empty] | 0
1993 | 0 | 0 | 0 | 0 | 0 | 0 | 0 | 0 | 0 | 0 | 0 | 0 | 0 | 0 | 0 | 0 | 0 | 0 | 0 | 0 | 0 | 0 | 0 | 0 | 0 | 0 | 0 | 0 | 0 | 0 | 0 | 0 | 0 | 0 | [8 empty] | 0 | 0 | 0 | 0 | 0 | 0 | 0 | 0 | 0 | 0 | 0 | 0 | 0 | 0 | 0 | 0 | 0 | 0 | 0 | 0 | 0 | 0 | 0 | 0 | 0 | 0 | 0 |  |  | 0 | 0 | 0 | 0 | 0 | 0 | 0 | [5 empty] | 0
1994 | 0 | 0 | 0 | 0 | 0 | 0 | 0 | 0 | 0 | 0 | 0 | 0 | 0 | 0 | 0 | 0 | 0 | 0 | 0 | 0 | 0 | 0 | 0 | 0 | 0 | 0 | 0 | 0 | 0 | 0 | 0 | 0 | 0 | 0 | [8 empty] | 0 | 0 | 0 | 0 | 0 | 0 | 0 | 0 | 0 | 0 | 0 | 0 | 0 | 0 | 0 | 0 | 0 | 0 | 0 | 0 | 0 | 0 | 0 | 0 | 0 | 0 | 0 |  |  | 0 | 0 | 0 | 0 | 0 | 0 | 0 | [5 empty] | 0
1995 | 0 | 0 | 0 | 0 | 0 | 0 | 0 | 0 | 0 | 0 | 0 | 0 | 0 | 0 | 0 | 0 | 0 | 0 | 0 | 0 | 0 | 0 | 0 | 0 | 0 | 0 | 0 | 0 | 0 | 0 | 0 | 0 | 0 | 0 | [8 empty] | 0 | 0 | 0 | 0 | 0 | 0 | 0 | 0 | 0 | 0 | 0 | 0 | 0 | 0 | 0 | 0 | 0 | 0 | 0 | 0 | 0 | 0 | 0 | 0 | 0 | 0 | 0 |  |  | 0 | 0 | 0 | 0 | 0 | 0 | 0 | [5 empty] | 0
1996 | 0 | 0 | 0 | 0 | 0 | 0 | 0 | 0 | 0 | 0 | 0 | 0 | 0 | 0 | 0 | 0 | 0 | 0 | 0 | 0 | 0 | 0 | 0 | 0 | 0 | 0 | 0 | 0 | 0 | 0 | 0 | 0 | 0 | 0 | [8 empty] | 0 | 0 | 0 | 0 | 0 | 0 | 0 | 0 | 0 | 0 | 0 | 0 | 0 | 0 | 0 | 0 | 0 | 0 | 0 | 0 | 0 | 0 | 0 | 0 | 0 | 0 | 0 |  |  | 0 | 0 | 0 | 0 | 0 | 0 | 0 | [5 empty] | 0
1997 | 0 | 0 | 0 | 0 | 0 | 0 | 0 | 0 | 0 | 0 | 0 | 0 | 0 | 0 | 0 | 0 | 0 | 0 | 0 | 0 | 0 | 0 | 0 | 0 | 0 | 0 | 0 | 0 | 0 | 0 | 0 | 0 | 0 | 0 | [8 empty] | 0 | 0 | 0 | 0 | 0 | 0 | 0 | 0 | 0 | 0 | 0 | 0 | 0 | 0 | 0 | 0 | 0 | 0 | 0 | 0 | 0 | 0 | 0 | 0 | 0 | 0 | 0 |  |  | 0 | 0 | 0 | 0 | 0 | 0 | 0 | [5 empty] | 0
1998 | 0 | 0 | 0 | 0 | 0 | 0 | 0 | 0 | 0 | 0 | 0 | 0 | 0 | 0 | 0 | 0 | 0 | 0 | 0 | 0 | 0 | 0 | 0 | 0 | 0 | 0 | 0 | 0 | 0 | 0 | 0 | 0 | 0 | 0 | [8 empty] | 0 | 0 | 0 | 0 | 0 | 0 | 0 | 0 | 0 | 0 | 0 | 0 | 0 | 0 | 0 | 0 | 0 | 0 | 0 | 0 | 0 | 0 | 0 | 0 | 0 | 0 | 0 |  |  | 0 | 0 | 0 | 0 | 0 | 0 | 0 | [5 empty] | 0
1999 | 0 | 0 | 0 | 0 | 0 | 0 | 0 | 0 | 0 | 0 | 0 | 0 | 0 | 0 | 0 | 0 | 0 | 0 | 0 | 0 | 0 | 0 | 0 | 0 | 0 | 0 | 0 | 0 | 0 | 0 | 0 | 0 | 0 | 0 | [8 empty] | 0 | 0 | 0 | 0 | 0 | 0 | 0 | 0 | 0 | 0 | 0 | 0 | 0 | 0 | 0 | 0 | 0 | 0 | 0 | 0 | 0 | 0 | 0 | 0 | 0 | 0 | 0 |  |  | 0 | 0 | 0 | 0 | 0 | 0 | 0 | [5 empty] | 0
2000 | 0 | 0 | 0 | 0 | 0 | 0 | 0 | 0 | 0 | 0 | 0 | 0 | 0 | 0 | 0 | 0 | 0 | 0 | 0 | 0 | 0 | 0 | 0 | 0 | 0 | 0 | 0 | 0 | 0 | 0 | 0 | 0 | 0 | 0 | [8 empty] | 0 | 0 | 0 | 0 | 0 | 0 | 0 | 0 | 0 | 0 | 0 | 0 | 0 | 0 | 0 | 0 | 0 | 0 | 0 | 0 | 0 | 0 | 0 | 0 | 0 | 0 | 0 |  |  | 0 | 0 | 0 | 0 | 0 | 0 | 0 | [5 empty] | 0
2001 | 0 | 0 | 0 | 0 | 0 | 0 | 0 | 0 | 0 | 0 | 0 | 0 | 0 | 0 | 0 | 0 | 0 | 0 | 0 | 0 | 0 | 0 | 0 | 0 | 0 | 0 | 0 | 0 | 0 | 0 | 0 | 0 | 0 | 0 | [8 empty] | 0 | 0 | 0 | 0 | 0 | 0 | 0 | 0 | 0 | 0 | 0 | 0 | 0 | 0 | 0 | 0 | 0 | 0 | 0 | 0 | 0 | 0 | 0 | 0 | 0 | 0 | 0 |  |  | 0 | 0 | 0 | 0 | 0 | 0 | 0 | [5 empty] | 0
2002 | 0 | 0 | 0 | 0 | 0 | 0 | 0 | 0 | 0 | 0 | 0 | 0 | 0 | 0 | 0 | 0 | 0 | 0 | 0 | 0 | 0 | 0 | 0 | 0 | 0 | 0 | 0 | 0 | 0 | 0 | 0 | 0 | 0 | 0 | [8 empty] | 0 | 0 | 0 | 0 | 0 | 0 | 0 | 0 | 0 | 0 | 0 | 0 | 0 | 0 | 0 | 0 | 0 | 0 | 0 | 0 | 0 | 0 | 0 | 0 | 0 | 0 | 0 |  |  | 0 | 0 | 0 | 0 | 0 | 0 | 0 | [5 empty] | 0
2003 | 0 | 0 | 0 | 0 | 0 | 0 | 0 | 0 | 0 | 0 | 0 | 0 | 0 | 0 | 0 | 0 | 0 | 0 | 0 | 0 | 0 | 0 | 0 | 0 | 0 | 0 | 0 | 0 | 0 | 0 | 0 | 0 | 0 | 0 | [8 empty] | 0 | 0 | 0 | 0 | 0 | 0 | 0 | 0 | 0 | 0 | 0 | 0 | 0 | 0 | 0 | 0 | 0 | 0 | 0 | 0 | 0 | 0 | 0 | 0 | 0 | 0 | 0 |  |  | 0 | 0 | 0 | 0 | 0 | 0 | 0 | [5 empty] | 0
2004 | 0 | 0 | 0 | 0 | 0 | 0 | 0 | 0 | 0 | 0 | 0 | 0 | 0 | 0 | 0 | 0 | 0 | 0 | 0 | 0 | 0 | 0 | 0 | 0 | 0 | 0 | 0 | 0 | 0 | 0 | 0 | 0 | 0 | 0 | [8 empty] | 0 | 0 | 0 | 0 | 0 | 0 | 0 | 0 | 0 | 0 | 0 | 0 | 0 | 0 | 0 | 0 | 0 | 0 | 0 | 0 | 0 | 0 | 0 | 0 | 0 | 0 | 0 |  |  | 0 | 0 | 0 | 0 | 0 | 0 | 0 | [5 empty] | 0
2005 | 0 | 0 | 0 | 0 | 0 | 0 | 0 | 0 | 0 | 0 | 0 | 0 | 0 | 0 | 0 | 0 | 0 | 0 | 0 | 0 | 0 | 0 | 0 | 0 | 0 | 0 | 0 | 0 | 0 | 0 | 0 | 0 | 0 | 0 | [8 empty] | 0 | 0 | 0 | 0 | 0 | 0 | 0 | 0 | 0 | 0 | 0 | 0 | 0 | 0 | 0 | 0 | 0 | 0 | 0 | 0 | 0 | 0 | 0 | 0 | 0 | 0 | 0 |  |  | 0 | 0 | 0 | 0 | 0 | 0 | 0 | [5 empty] | 0
2006 | 0 | 0 | 0 | 0 | 0 | 0 | 0 | 0 | 0 | 0 | 0 | 0 | 0 | 0 | 0 | 0 | 0 | 0 | 0 | 0 | 0 | 0 | 0 | 0 | 0 | 0 | 0 | 0 | 0 | 0 | 0 | 0 | 0 | 0 | [8 empty] | 0 | 0 | 0 | 0 | 0 | 0 | 0 | 0 | 0 | 0 | 0 | 0 | 0 | 0 | 0 | 0 | 0 | 0 | 0 | 0 | 0 | 0 | 0 | 0 | 0 | 0 | 0 |  |  | 0 | 0 | 0 | 0 | 0 | 0 | 0 | [5 empty] | 0
2007 | 0 | 0 | 0 | 0 | 0 | 0 | 0 | 0 | 0 | 0 | 0 | 0 | 0 | 0 | 0 | 0 | 0 | 0 | 0 | 0 | 0 | 0 | 0 | 0 | 0 | 0 | 0 | 0 | 0 | 0 | 0 | 0 | 0 | 0 | [8 empty] | 0 | 0 | 0 | 0 | 0 | 0 | 0 | 0 | 0 | 0 | 0 | 0 | 0 | 0 | 0 | 0 | 0 | 0 | 0 | 0 | 0 | 0 | 0 | 0 | 0 | 0 | 0 |  |  | 0 | 0 | 0 | 0 | 0 | 0 | 0 | [5 empty] | 0
2008 | 0 | 0 | 0 | 0 | 0 | 0 | 0 | 0 | 0 | 0 | 0 | 0 | 0 | 2.6395 | 532.0734 | 0 | 0 | 0 | 0 | 0 | 0 | 0 | 0 | 0 | 94.813 | 7.1391 | 0 | 0 | 0 | 0 | 0 | 0 | 0 | 0 | [8 empty] | 0 | 0 | 0 | 0 | 0 | 0 | 34.2579 | 0 | 754.062 | 6739.7016 | 2315.3294 | 1822.7494 | 0 | 0 | 0 | 1356.0574 | 0 | 0 | 0 | 217.0353 | 0 | 0 | 0 | 0.46068 | 0 | 81.571 | 28.1527 |  |  | 144445.7143 | 0 | 0 | 0 | 0 | 0 | 0 | [5 empty] | 551.1581
2009 | 0 | 0 | 0 | 0 | 0 | 0 | 0 | 0 | 0 | 0 | 0 | 0 | 0 | 2.6949 | 517.3614 | 0 | 0 | 0 | 0 | 0 | 0 | 0 | 0 | 0 | 80.1229 | 8.7108 | 0 | 0 | 0 | 0 | 0 | 0 | 0 | 0 | [8 empty] | 0 | 0 | 0 | 0 | 0 | 0 | 34.2579 | 0 | 748.7395 | 8003.7538 | 2325.983 | 1821.6999 | 0 | 0 | 0 | 1329.3263 | 0 | 0 | 0 | 238.7512 | 0 | 0 | 0 | 0.40846 | 0 | 81.3851 | 30.508 |  |  | 110125.7143 | 0 | 0 | 0 | 0 | 0 | 0 | [5 empty] | 617.7215
2010 | 0 | 0 | 0 | 0 | 0 | 0 | 0 | 0 | 0 | 0 | 0 | 0 | 0 | 2.7488 | 527.7087 | 0 | 0 | 0 | 0 | 0 | 0 | 0 | 0 | 0 | 81.7253 | 8.885 | 0 | 0 | 0 | 0 | 0 | 0 | 0 | 0 | [8 empty] | 0 | 0 | 0 | 0 | 0 | 0 | 34.9431 | 0 | 763.7143 | 8163.8288 | 2372.5027 | 1858.1339 | 0 | 0 | 0 | 1355.9129 | 0 | 0 | 0 | 243.5262 | 0 | 0 | 0 | 0.41663 | 0 | 0 | 31.1182 |  |  | 112328.2286 | 0 | 0 | 0 | 0 | 0 | 0 | [5 empty] | 630.076
2011 | 0 | 0 | 0 | 0 | 0 | 0 | 0 | 0 | 0 | 0 | 0 | 0 | 0 | 2.8037 | 538.2629 | 0 | 0 | 0 | 0 | 0 | 0 | 0 | 0 | 0 | 83.3598 | 9.0627 | 0 | 0 | 0 | 0 | 0 | 0 | 0 | 0 | [8 empty] | 0 | 0 | 0 | 0 | 0 | 0 | 35.642 | 0 | 778.9886 | 8327.1054 | 2419.9527 | 1895.2966 | 0 | 0 | 0 | 1383.0311 | 0 | 0 | 0 | 248.3967 | 0 | 0 | 0 | 0.42496 | 0 | 0 | 31.7406 |  |  | 114574.7931 | 0 | 0 | 0 | 0 | 0 | 0 | [5 empty] | 642.6775
2012 | 0 | 0 | 0 | 0 | 0 | 0 | 0 | 0 | 0 | 0 | 0 | 0 | 0 | 2.8598 | 549.0281 | 0 | 0 | 0 | 0 | 0 | 0 | 0 | 0 | 0 | 85.027 | 9.244 | 0 | 0 | 0 | 0 | 0 | 0 | 0 | 0 | [8 empty] | 0 | 0 | 0 | 0 | 0 | 0 | 36.3548 | 0 | 794.5684 | 8493.6475 | 2468.3518 | 1933.2025 | 0 | 0 | 0 | 1410.6917 | 0 | 0 | 0 | 253.3646 | 0 | 0 | 0 | 0.43346 | 0 | 0 | 32.3754 |  |  | 116866.289 | 0 | 0 | 0 | 0 | 0 | 0 | [5 empty] | 655.531
2013 | 0 | 0 | 0 | 0 | 0 | 0 | 0 | 0 | 0 | 0 | 0 | 0 | 0 | 2.917 | 560.0087 | 0 | 0 | 0 | 0 | 0 | 0 | 0 | 0 | 0 | 86.7276 | 9.4289 | 0 | 0 | 0 | 0 | 0 | 0 | 0 | 0 | [8 empty] | 0 | 0 | 0 | 0 | 0 | 0 | 37.0819 | 0 | 810.4598 | 8663.5205 | 2517.7188 | 1971.8666 | 0 | 0 | 0 | 1438.9056 | 0 | 0 | 0 | 258.4319 | 0 | 0 | 0 | 0.44213 | 0 | 0 | 33.0229 |  |  | 119203.6148 | 0 | 0 | 0 | 0 | 0 | 0 | [5 empty] | 668.6416
2014 | 0 | 0 | 0 | 0 | 0 | 0 | 0 | 0 | 0 | 0 | 0 | 0 | 0 | 2.9754 | 571.2088 | 0 | 0 | 0 | 0 | 0 | 0 | 0 | 0 | 0 | 88.4621 | 9.6175 | 0 | 0 | 0 | 0 | 0 | 0 | 0 | 0 | [8 empty] | 0 | 0 | 0 | 0 | 0 | 0 | 37.8235 | 0 | 826.669 | 8836.7909 | 2568.0732 | 2011.3039 | 0 | 0 | 0 | 1467.6837 | 0 | 0 | 0 | 263.6006 | 0 | 0 | 0 | 0.45097 | 0 | 0 | 33.6833 |  |  | 121587.6871 | 0 | 0 | 0 | 0 | 0 | 0 | [5 empty] | 682.0145
2015 | 0 | 0 | 0 | 0 | 0 | 0 | 0 | 0 | 0 | 0 | 0 | 0 | 0 | 3.0349 | 582.633 | 0 | 0 | 0 | 0 | 0 | 0 | 0 | 0 | 0 | 90.2314 | 9.8098 | 0 | 0 | 0 | 0 | 0 | 0 | 0 | 0 | [8 empty] | 0 | 0 | 0 | 0 | 0 | 0 | 38.58 | 0 | 843.2023 | 9013.5267 | 2619.4347 | 2051.53 | 0 | 0 | 0 | 1497.0374 | 0 | 0 | 0 | 268.8726 | 0 | 0 | 0 | 0.45999 | 0 | 0 | 34.357 |  |  | 124019.4408 | 0 | 0 | 0 | 0 | 0 | 0 | [5 empty] | 695.6548

## CACP N2O
On this Worksheet: N2O emissions from all sources. These numbers are the product of the emission factor and the input data. Some sources have no formulas because they have no CO2 emissions, but are included to keep formatting consistent.
MODULE | Summary
WORKSHEET | N2O
UNIVERSITY | CASE WESTERN RESERVE UNIVERSITY
| --- Scope 1 Emissions Sources --- | [49 empty] | --- Scope 2 Emissions Sources --- |  |  | --- Scope 3 Emissions Sources --- | [30 empty] | --- Offsets ---
| On-Campus Stationary Sources | [23 empty] | Direct Transportation Sources | [9 empty] | Refrigerants & Chemicals | [5 empty] | Agriculture Sources | [9 empty] | Electricity, Steam, and Chilled Water |  |  | Commuting | [7 empty] | Directly Financed Outsourced Travel | [6 empty] | Study Abroad Travel | Solid Waste |  |  |  |  | Wastewater |  |  |  | Paper |  |  |  |  | Misc
Fiscal Year | On-Campus Cogeneration Plant(s) | [11 empty] | Other On-Campus Stationary Sources | [11 empty] | University Fleet | [9 empty] | Refrigerants & Chemicals | [5 empty] | Fertilizer |  | Animal Husbandry | [7 empty] | Electricity | Steam | Chilled Water | Faculty / Staff Commuting |  |  |  | Student Commuting |  |  |  | Air Travel |  | Other | [5 empty] | Incinerated Waste |  | Landfilled Waste |  |  | Septic System | Central Treatment System |  |  | Uncoated Freesheet | Uncoated Freesheet | Uncoated Freesheet | Uncoated Freesheet | Paperboard: Uncoated Bleached Kraft | Scope 2 | Offsets with Additionality |  |  |  |  | Non-Additional Renewable Energy Certificates (RECs)
| Residual Oil (#5-6) | Distillate Oil (#1-4) | Natural Gas | LPG (Propane) | Coal (Steam Coal) | Incinerated Waste | Wood Chips | Wood Pellets | Grass Pellets | Residual BioHeat | Distillate BioHeat | Other | Residual Oil (#5-6) | Distillate Oil (#1-4) | Natural Gas | LPG (Propane) | Coal (Steam Coal) | Incinerated Waste | Wood Chips | Wood Pellets | Grass Pellets | Residual BioHeat | Distillate BioHeat | Other | Gasoline Fleet | Diesel Fleet | Natural Gas Fleet | E85 Fleet | B5 Fleet | B20 Fleet | B100 | Hydrogen | Other Fleet Fuel | Electric Fleet | HFC-134a | HFC-404a | HCFC-22 | HCFE-235da2 | HG-10 | Other | Synthetic | Organic | Dairy Cows | Beef Cows | Swine | Goats | Sheep | Horses | Poultry | Other |  |  |  | Automobile | Bus | Light Rail | Commuter Rail | Automobile | Bus | Light Rail | Commuter Rail | Faculty / Staff | Students | Train | Taxi / Ferry / Rental Car | Bus | Alternative Fuel Bus | Personal Mileage Reimbursement | Air | Mass Burn | Refuse Derived Fuel (RDF) | No CH4 Recovery | CH4 Recovery and Flaring | CH4 Recovery and Electric Generation |  | Aerobic | Anaerobic | Anaerobic Digestion | 0% | 25% | 50% | 75% | 100% | Transportation & Distribution Losses | On-campus Composting | Forest Preservation | Retail Offsets (High End) | Retail Offsets (Low End) | Other | Green Power Certificates | Retail Offsets (High End) | Retail Offsets (Low End) | Other
| kg N2O | kg N2O | kg N2O | kg N2O | kg N2O | kg N2O | kg N2O | kg N2O | kg N2O | kg N2O | kg N2O | kg N2O | kg N2O | kg N2O | kg N2O | kg N2O | kg N2O | kg N2O | kg N2O | kg N2O | kg N2O | kg N2O | kg N2O | kg N2O | kg N2O | kg N2O | kg N2O | kg N2O | kg N2O | kg N2O | kg N2O | kg N2O | kg N2O | kg N2O | kg N2O | kg N2O | kg N2O | kg N2O | kg N2O | kg N2O | kg N2O | kg N2O | kg N2O | kg N2O | kg N2O | kg N2O | kg N2O | kg N2O | kg N2O | kg N2O | kg N2O | kg N2O | kg N2O | kg N2O | kg N2O | kg N2O | kg N2O | kg N2O | kg N2O | kg N2O | kg N2O | kg N2O | kg N2O | kg N2O | kg N2O | kg N2O | kg N2O | kg N2O | kg N2O | kg N2O | kg N2O | kg N2O | kg N2O | kg N2O | kg N2O | kg N2O | kg N2O | kg N2O | kg N2O | kg N2O | kg N2O | kg N2O | kg N2O | kg N2O | kg N2O | kg N2O | kg N2O | kg N2O | kg N2O | kg N2O | kg N2O | kg N2O | kg N2O
1990 | 0 | 0 | 0 | 0 | 0 | 0 | 0 | 0 | 0 | 0 | 0 | 0 | 0 | 0 | 0 | 0 | 0 | 0 | 0 | 0 | 0 | 0 | 0 | 0 | 0 | 0 | 0 | 0 | 0 | 0 | 0 | 0 | 0 | 0 | [6 empty] | 0 | 0 | 0 | 0 | 0 | 0 | 0 | 0 | 0 | 0 | 0 | 0 | 0 | 0 | 0 | 0 | 0 | 0 | 0 | 0 | 0 | 0 | 0 | 0 | 0 | 0 | 0 | 0 | 0 | [5 empty] | 0 | 0 | 0 | 0 | [5 empty] | 0
1991 | 0 | 0 | 0 | 0 | 0 | 0 | 0 | 0 | 0 | 0 | 0 | 0 | 0 | 0 | 0 | 0 | 0 | 0 | 0 | 0 | 0 | 0 | 0 | 0 | 0 | 0 | 0 | 0 | 0 | 0 | 0 | 0 | 0 | 0 | [6 empty] | 0 | 0 | 0 | 0 | 0 | 0 | 0 | 0 | 0 | 0 | 0 | 0 | 0 | 0 | 0 | 0 | 0 | 0 | 0 | 0 | 0 | 0 | 0 | 0 | 0 | 0 | 0 | 0 | 0 | [5 empty] | 0 | 0 | 0 | 0 | [5 empty] | 0
1992 | 0 | 0 | 0 | 0 | 0 | 0 | 0 | 0 | 0 | 0 | 0 | 0 | 0 | 0 | 0 | 0 | 0 | 0 | 0 | 0 | 0 | 0 | 0 | 0 | 0 | 0 | 0 | 0 | 0 | 0 | 0 | 0 | 0 | 0 | [6 empty] | 0 | 0 | 0 | 0 | 0 | 0 | 0 | 0 | 0 | 0 | 0 | 0 | 0 | 0 | 0 | 0 | 0 | 0 | 0 | 0 | 0 | 0 | 0 | 0 | 0 | 0 | 0 | 0 | 0 | [5 empty] | 0 | 0 | 0 | 0 | [5 empty] | 0
1993 | 0 | 0 | 0 | 0 | 0 | 0 | 0 | 0 | 0 | 0 | 0 | 0 | 0 | 0 | 0 | 0 | 0 | 0 | 0 | 0 | 0 | 0 | 0 | 0 | 0 | 0 | 0 | 0 | 0 | 0 | 0 | 0 | 0 | 0 | [6 empty] | 0 | 0 | 0 | 0 | 0 | 0 | 0 | 0 | 0 | 0 | 0 | 0 | 0 | 0 | 0 | 0 | 0 | 0 | 0 | 0 | 0 | 0 | 0 | 0 | 0 | 0 | 0 | 0 | 0 | [5 empty] | 0 | 0 | 0 | 0 | [5 empty] | 0
1994 | 0 | 0 | 0 | 0 | 0 | 0 | 0 | 0 | 0 | 0 | 0 | 0 | 0 | 0 | 0 | 0 | 0 | 0 | 0 | 0 | 0 | 0 | 0 | 0 | 0 | 0 | 0 | 0 | 0 | 0 | 0 | 0 | 0 | 0 | [6 empty] | 0 | 0 | 0 | 0 | 0 | 0 | 0 | 0 | 0 | 0 | 0 | 0 | 0 | 0 | 0 | 0 | 0 | 0 | 0 | 0 | 0 | 0 | 0 | 0 | 0 | 0 | 0 | 0 | 0 | [5 empty] | 0 | 0 | 0 | 0 | [5 empty] | 0
1995 | 0 | 0 | 0 | 0 | 0 | 0 | 0 | 0 | 0 | 0 | 0 | 0 | 0 | 0 | 0 | 0 | 0 | 0 | 0 | 0 | 0 | 0 | 0 | 0 | 0 | 0 | 0 | 0 | 0 | 0 | 0 | 0 | 0 | 0 | [6 empty] | 0 | 0 | 0 | 0 | 0 | 0 | 0 | 0 | 0 | 0 | 0 | 0 | 0 | 0 | 0 | 0 | 0 | 0 | 0 | 0 | 0 | 0 | 0 | 0 | 0 | 0 | 0 | 0 | 0 | [5 empty] | 0 | 0 | 0 | 0 | [5 empty] | 0
1996 | 0 | 0 | 0 | 0 | 0 | 0 | 0 | 0 | 0 | 0 | 0 | 0 | 0 | 0 | 0 | 0 | 0 | 0 | 0 | 0 | 0 | 0 | 0 | 0 | 0 | 0 | 0 | 0 | 0 | 0 | 0 | 0 | 0 | 0 | [6 empty] | 0 | 0 | 0 | 0 | 0 | 0 | 0 | 0 | 0 | 0 | 0 | 0 | 0 | 0 | 0 | 0 | 0 | 0 | 0 | 0 | 0 | 0 | 0 | 0 | 0 | 0 | 0 | 0 | 0 | [5 empty] | 0 | 0 | 0 | 0 | [5 empty] | 0
1997 | 0 | 0 | 0 | 0 | 0 | 0 | 0 | 0 | 0 | 0 | 0 | 0 | 0 | 0 | 0 | 0 | 0 | 0 | 0 | 0 | 0 | 0 | 0 | 0 | 0 | 0 | 0 | 0 | 0 | 0 | 0 | 0 | 0 | 0 | [6 empty] | 0 | 0 | 0 | 0 | 0 | 0 | 0 | 0 | 0 | 0 | 0 | 0 | 0 | 0 | 0 | 0 | 0 | 0 | 0 | 0 | 0 | 0 | 0 | 0 | 0 | 0 | 0 | 0 | 0 | [5 empty] | 0 | 0 | 0 | 0 | [5 empty] | 0
1998 | 0 | 0 | 0 | 0 | 0 | 0 | 0 | 0 | 0 | 0 | 0 | 0 | 0 | 0 | 0 | 0 | 0 | 0 | 0 | 0 | 0 | 0 | 0 | 0 | 0 | 0 | 0 | 0 | 0 | 0 | 0 | 0 | 0 | 0 | [6 empty] | 0 | 0 | 0 | 0 | 0 | 0 | 0 | 0 | 0 | 0 | 0 | 0 | 0 | 0 | 0 | 0 | 0 | 0 | 0 | 0 | 0 | 0 | 0 | 0 | 0 | 0 | 0 | 0 | 0 | [5 empty] | 0 | 0 | 0 | 0 | [5 empty] | 0
1999 | 0 | 0 | 0 | 0 | 0 | 0 | 0 | 0 | 0 | 0 | 0 | 0 | 0 | 0 | 0 | 0 | 0 | 0 | 0 | 0 | 0 | 0 | 0 | 0 | 0 | 0 | 0 | 0 | 0 | 0 | 0 | 0 | 0 | 0 | [6 empty] | 0 | 0 | 0 | 0 | 0 | 0 | 0 | 0 | 0 | 0 | 0 | 0 | 0 | 0 | 0 | 0 | 0 | 0 | 0 | 0 | 0 | 0 | 0 | 0 | 0 | 0 | 0 | 0 | 0 | [5 empty] | 0 | 0 | 0 | 0 | [5 empty] | 0
2000 | 0 | 0 | 0 | 0 | 0 | 0 | 0 | 0 | 0 | 0 | 0 | 0 | 0 | 0 | 0 | 0 | 0 | 0 | 0 | 0 | 0 | 0 | 0 | 0 | 0 | 0 | 0 | 0 | 0 | 0 | 0 | 0 | 0 | 0 | [6 empty] | 0 | 0 | 0 | 0 | 0 | 0 | 0 | 0 | 0 | 0 | 0 | 0 | 0 | 0 | 0 | 0 | 0 | 0 | 0 | 0 | 0 | 0 | 0 | 0 | 0 | 0 | 0 | 0 | 0 | [5 empty] | 0 | 0 | 0 | 0 | [5 empty] | 0
2001 | 0 | 0 | 0 | 0 | 0 | 0 | 0 | 0 | 0 | 0 | 0 | 0 | 0 | 0 | 0 | 0 | 0 | 0 | 0 | 0 | 0 | 0 | 0 | 0 | 0 | 0 | 0 | 0 | 0 | 0 | 0 | 0 | 0 | 0 | [6 empty] | 0 | 0 | 0 | 0 | 0 | 0 | 0 | 0 | 0 | 0 | 0 | 0 | 0 | 0 | 0 | 0 | 0 | 0 | 0 | 0 | 0 | 0 | 0 | 0 | 0 | 0 | 0 | 0 | 0 | [5 empty] | 0 | 0 | 0 | 0 | [5 empty] | 0
2002 | 0 | 0 | 0 | 0 | 0 | 0 | 0 | 0 | 0 | 0 | 0 | 0 | 0 | 0 | 0 | 0 | 0 | 0 | 0 | 0 | 0 | 0 | 0 | 0 | 0 | 0 | 0 | 0 | 0 | 0 | 0 | 0 | 0 | 0 | [6 empty] | 0 | 0 | 0 | 0 | 0 | 0 | 0 | 0 | 0 | 0 | 0 | 0 | 0 | 0 | 0 | 0 | 0 | 0 | 0 | 0 | 0 | 0 | 0 | 0 | 0 | 0 | 0 | 0 | 0 | [5 empty] | 0 | 0 | 0 | 0 | [5 empty] | 0
2003 | 0 | 0 | 0 | 0 | 0 | 0 | 0 | 0 | 0 | 0 | 0 | 0 | 0 | 0 | 0 | 0 | 0 | 0 | 0 | 0 | 0 | 0 | 0 | 0 | 0 | 0 | 0 | 0 | 0 | 0 | 0 | 0 | 0 | 0 | [6 empty] | 0 | 0 | 0 | 0 | 0 | 0 | 0 | 0 | 0 | 0 | 0 | 0 | 0 | 0 | 0 | 0 | 0 | 0 | 0 | 0 | 0 | 0 | 0 | 0 | 0 | 0 | 0 | 0 | 0 | [5 empty] | 0 | 0 | 0 | 0 | [5 empty] | 0
2004 | 0 | 0 | 0 | 0 | 0 | 0 | 0 | 0 | 0 | 0 | 0 | 0 | 0 | 0 | 0 | 0 | 0 | 0 | 0 | 0 | 0 | 0 | 0 | 0 | 0 | 0 | 0 | 0 | 0 | 0 | 0 | 0 | 0 | 0 | [6 empty] | 0 | 0 | 0 | 0 | 0 | 0 | 0 | 0 | 0 | 0 | 0 | 0 | 0 | 0 | 0 | 0 | 0 | 0 | 0 | 0 | 0 | 0 | 0 | 0 | 0 | 0 | 0 | 0 | 0 | [5 empty] | 0 | 0 | 0 | 0 | [5 empty] | 0
2005 | 0 | 0 | 0 | 0 | 0 | 0 | 0 | 0 | 0 | 0 | 0 | 0 | 0 | 0 | 0 | 0 | 0 | 0 | 0 | 0 | 0 | 0 | 0 | 0 | 0 | 0 | 0 | 0 | 0 | 0 | 0 | 0 | 0 | 0 | [6 empty] | 0 | 0 | 0 | 0 | 0 | 0 | 0 | 0 | 0 | 0 | 0 | 0 | 0 | 0 | 0 | 0 | 0 | 0 | 0 | 0 | 0 | 0 | 0 | 0 | 0 | 0 | 0 | 0 | 0 | [5 empty] | 0 | 0 | 0 | 0 | [5 empty] | 0
2006 | 0 | 0 | 0 | 0 | 0 | 0 | 0 | 0 | 0 | 0 | 0 | 0 | 0 | 0 | 0 | 0 | 0 | 0 | 0 | 0 | 0 | 0 | 0 | 0 | 0 | 0 | 0 | 0 | 0 | 0 | 0 | 0 | 0 | 0 | [6 empty] | 0 | 0 | 0 | 0 | 0 | 0 | 0 | 0 | 0 | 0 | 0 | 0 | 0 | 0 | 0 | 0 | 0 | 0 | 0 | 0 | 0 | 0 | 0 | 0 | 0 | 0 | 0 | 0 | 0 | [5 empty] | 0 | 0 | 0 | 0 | [5 empty] | 0
2007 | 0 | 0 | 0 | 0 | 0 | 0 | 0 | 0 | 0 | 0 | 0 | 0 | 0 | 0 | 0 | 0 | 0 | 0 | 0 | 0 | 0 | 0 | 0 | 0 | 0 | 0 | 0 | 0 | 0 | 0 | 0 | 0 | 0 | 0 | [6 empty] | 0 | 0 | 0 | 0 | 0 | 0 | 0 | 0 | 0 | 0 | 0 | 0 | 0 | 0 | 0 | 0 | 0 | 0 | 0 | 0 | 0 | 0 | 0 | 0 | 0 | 0 | 0 | 0 | 0 | [5 empty] | 0 | 0 | 0 | 0 | [5 empty] | 0
2008 | 0 | 0 | 0 | 0 | 0 | 0 | 0 | 0 | 0 | 0 | 0 | 0 | 0 | 0.15837 | 10.6415 | 0 | 0 | 0 | 0 | 0 | 0 | 0 | 0 | 0 | 32.6344 | 3.2359 | 0 | 0 | 0 | 0 | 0 | 0 | 0 | 0 | [6 empty] | 20.2679 | 155.6435 | 0 | 0 | 0 | 0 | 0 | 0 | 6.3163 | 0 | 1670.5373 | 917.0294 | 347.4091 | 627.3865 | 0 | 0 | 0 | 466.7521 | 0 | 0 | 0 | 249.4658 | 0 | 0 | 0 | 0.20881 | 0 | 28.0766 | 32.3594 | [5 empty] | 0 | 533.4973 | 0 | 0 | [5 empty] | 231.7674
2009 | 0 | 0 | 0 | 0 | 0 | 0 | 0 | 0 | 0 | 0 | 0 | 0 | 0 | 0.16169 | 10.3472 | 0 | 0 | 0 | 0 | 0 | 0 | 0 | 0 | 0 | 27.5781 | 3.9483 | 0 | 0 | 0 | 0 | 0 | 0 | 0 | 0 | [6 empty] | 20.2679 | 155.6435 | 0 | 0 | 0 | 0 | 0 | 0 | 6.3163 | 0 | 1658.7461 | 1089.0212 | 349.0077 | 627.0253 | 0 | 0 | 0 | 457.5513 | 0 | 0 | 0 | 274.4266 | 0 | 0 | 0 | 0.18514 | 0 | 28.0126 | 35.0667 | [5 empty] | 0 | 437.4718 | 0 | 0 | [5 empty] | 239.7375
2010 | 0 | 0 | 0 | 0 | 0 | 0 | 0 | 0 | 0 | 0 | 0 | 0 | 0 | 0.16493 | 10.5542 | 0 | 0 | 0 | 0 | 0 | 0 | 0 | 0 | 0 | 28.1297 | 4.0273 | 0 | 0 | 0 | 0 | 0 | 0 | 0 | 0 | [6 empty] | 20.2679 | 161.9315 | 0 | 0 | 0 | 0 | 0 | 0 | 6.4426 | 0 | 1691.921 | 1110.8016 | 355.9878 | 639.5658 | 0 | 0 | 0 | 466.7024 | 0 | 0 | 0 | 279.9151 | 0 | 0 | 0 | 0.18884 | 0 | 0 | 35.768 | [5 empty] | 0 | 446.2212 | 0 | 0 | [5 empty] | 244.5323
2011 | 0 | 0 | 0 | 0 | 0 | 0 | 0 | 0 | 0 | 0 | 0 | 0 | 0 | 0.16822 | 10.7653 | 0 | 0 | 0 | 0 | 0 | 0 | 0 | 0 | 0 | 28.6923 | 4.1078 | 0 | 0 | 0 | 0 | 0 | 0 | 0 | 0 | [6 empty] | 20.2679 | 168.4736 | 0 | 0 | 0 | 0 | 0 | 0 | 6.5715 | 0 | 1725.7594 | 1133.0176 | 363.1076 | 652.3571 | 0 | 0 | 0 | 476.0364 | 0 | 0 | 0 | 285.5134 | 0 | 0 | 0 | 0.19262 | 0 | 0 | 36.4834 | [5 empty] | 0 | 455.1456 | 0 | 0 | [5 empty] | 249.4229
2012 | 0 | 0 | 0 | 0 | 0 | 0 | 0 | 0 | 0 | 0 | 0 | 0 | 0 | 0.17159 | 10.9806 | 0 | 0 | 0 | 0 | 0 | 0 | 0 | 0 | 0 | 29.2661 | 4.19 | 0 | 0 | 0 | 0 | 0 | 0 | 0 | 0 | [6 empty] | 20.2679 | 175.2799 | 0 | 0 | 0 | 0 | 0 | 0 | 6.7029 | 0 | 1760.2746 | 1155.678 | 370.3698 | 665.4043 | 0 | 0 | 0 | 485.5571 | 0 | 0 | 0 | 291.2237 | 0 | 0 | 0 | 0.19647 | 0 | 0 | 37.2131 | [5 empty] | 0 | 464.2485 | 0 | 0 | [5 empty] | 254.4114
2013 | 0 | 0 | 0 | 0 | 0 | 0 | 0 | 0 | 0 | 0 | 0 | 0 | 0 | 0.17502 | 11.2002 | 0 | 0 | 0 | 0 | 0 | 0 | 0 | 0 | 0 | 29.8514 | 4.2738 | 0 | 0 | 0 | 0 | 0 | 0 | 0 | 0 | [6 empty] | 20.2679 | 182.3612 | 0 | 0 | 0 | 0 | 0 | 0 | 6.837 | 0 | 1795.4801 | 1178.7915 | 377.7771 | 678.7123 | 0 | 0 | 0 | 495.2683 | 0 | 0 | 0 | 297.0482 | 0 | 0 | 0 | 0.2004 | 0 | 0 | 37.9573 | [5 empty] | 0 | 473.5335 | 0 | 0 | [5 empty] | 259.4996
2014 | 0 | 0 | 0 | 0 | 0 | 0 | 0 | 0 | 0 | 0 | 0 | 0 | 0 | 0.17852 | 11.4242 | 0 | 0 | 0 | 0 | 0 | 0 | 0 | 0 | 0 | 30.4485 | 4.3592 | 0 | 0 | 0 | 0 | 0 | 0 | 0 | 0 | [6 empty] | 20.2679 | 189.7286 | 0 | 0 | 0 | 0 | 0 | 0 | 6.9737 | 0 | 1831.3897 | 1202.3674 | 385.3327 | 692.2866 | 0 | 0 | 0 | 505.1737 | 0 | 0 | 0 | 302.9892 | 0 | 0 | 0 | 0.20441 | 0 | 0 | 38.7165 | [5 empty] | 0 | 483.0042 | 0 | 0 | [5 empty] | 264.6896
2015 | 0 | 0 | 0 | 0 | 0 | 0 | 0 | 0 | 0 | 0 | 0 | 0 | 0 | 0.18209 | 11.6527 | 0 | 0 | 0 | 0 | 0 | 0 | 0 | 0 | 0 | 31.0574 | 4.4464 | 0 | 0 | 0 | 0 | 0 | 0 | 0 | 0 | [6 empty] | 20.2679 | 197.3936 | 0 | 0 | 0 | 0 | 0 | 0 | 7.1132 | 0 | 1868.0175 | 1226.4147 | 393.0393 | 706.1323 | 0 | 0 | 0 | 515.2771 | 0 | 0 | 0 | 309.0489 | 0 | 0 | 0 | 0.2085 | 0 | 0 | 39.4908 | [5 empty] | 0 | 492.6643 | 0 | 0 | [5 empty] | 269.9834

## CACP CO2e
MODULE | Summary
WORKSHEET | CO2e
UNIVERSITY | CASE WESTERN RESERVE UNIVERSITY
| --- Scope 1 Emissions Sources --- | [49 empty] | --- Scope 2 Emissions Sources --- |  |  | --- Scope 3 Emissions Sources --- | [30 empty] | --- Offsets ---
| On-Campus Stationary Sources | [23 empty] | Direct Transportation Sources | [9 empty] | Refrigerants & Chemicals | [5 empty] | Agriculture Sources | [9 empty] | Electricity, Steam, and Chilled Water |  |  | Commuting | [7 empty] | Directly Financed Outsourced Travel | [6 empty] | Study Abroad Travel | Solid Waste |  |  |  |  | Wastewater |  |  |  | Paper |  |  |  |  | Misc
Fiscal Year | On-Campus Cogeneration Plant(s) | [11 empty] | Other On-Campus Stationary Sources | [11 empty] | University Fleet | [9 empty] | Refrigerants & Chemicals | [5 empty] | Fertilizer |  | Animal Husbandry | [7 empty] | Electricity | Steam | Chilled Water | Faculty / Staff Commuting |  |  |  | Student Commuting |  |  |  | Air Travel |  | Other | [5 empty] | Incinerated Waste |  | Landfilled Waste |  |  | Septic System | Central Treatment System |  |  | Uncoated Freesheet | Uncoated Freesheet | Uncoated Freesheet | Uncoated Freesheet | Paperboard: Uncoated Bleached Kraft | Scope 2 | Offsets with Additionality |  |  |  |  | Non-Additional Renewable Energy Certificates (RECs)
| Residual Oil (#5-6) | Distillate Oil (#1-4) | Natural Gas | LPG (Propane) | Coal (Steam Coal) | Incinerated Waste | Wood Chips | Wood Pellets | Grass Pellets | Residual BioHeat | Distillate BioHeat | Other Biogenic | Residual Oil (#5-6) | Distillate Oil (#1-4) | Natural Gas | LPG (Propane) | Coal (Steam Coal) | Incinerated Waste | Wood Chips | Wood Pellets | Grass Pellets | Residual BioHeat | Distillate BioHeat | Other Biogenic | Gasoline Fleet | Diesel Fleet | Natural Gas Fleet | E85 Fleet | B5 Fleet | B20 Fleet | B100 | Hydrogen | Other Fleet Fuel | Electric Fleet | HFC-134a | HFC-404a | HCFC-22 | HCFE-235da2 | HG-10 | Other | Synthetic | Organic | Dairy Cows | Beef Cows | Swine | Goats | Sheep | Horses | Poultry | Other |  |  |  | Automobile | Bus | Light Rail | Commuter Rail | Automobile | Bus | Light Rail | Commuter Rail | Faculty / Staff | Students | Train | Taxi / Ferry / Rental Car | Bus | Alternative Fuel Bus | Personal Mileage Reimbursement | Air | Mass Burn | Refuse Derived Fuel (RDF) | No CH4 Recovery | CH4 Recovery and Flaring | CH4 Recovery and Electric Generation |  | Aerobic | Anaerobic | Anaerobic Digestion | 0% | 25% | 50% | 75% | 100% | Transportation & Distribution Losses | On-campus Composting | Forest Preservation | Retail Offsets (High End) | Retail Offsets (Low End) | Other | Green Power Certificates | Retail Offsets (High End) | Retail Offsets (Low End) | Other
| kg CO2e | kg CO2e | kg CO2e | kg CO2e | kg CO2e | kg CO2e | kg CO2e | kg CO2e | kg CO2e | kg CO2e | kg CO2e | kg CO2e | kg CO2e | kg CO2e | kg CO2e | kg CO2e | kg CO2e | kg CO2e | kg CO2e | kg CO2e | kg CO2e | kg CO2e | kg CO2e | kg CO2e | kg CO2e | kg CO2e | kg CO2e | kg CO2e | kg CO2e | kg CO2e | kg CO2e | kg CO2e | kg CO2e | kg CO2e | kg CO2e | kg CO2e | kg CO2e | kg CO2e | kg CO2e | kg CO2e | kg CO2e | kg CO2e | kg CO2e | kg CO2e | kg CO2e | kg CO2e | kg CO2e | kg CO2e | kg CO2e | kg CO2e | kg CO2e | kg CO2e | kg CO2e | kg CO2e | kg CO2e | kg CO2e | kg CO2e | kg CO2e | kg CO2e | kg CO2e | kg CO2e | kg CO2e | kg CO2e | kg CO2e | kg CO2e | kg CO2e | kg CO2e | kg CO2e | kg CO2e | kg CO2e | kg CO2e | kg CO2e | kg CO2e | kg CO2e | kg CO2e | kg CO2e | kg CO2e | kg CO2e | kg CO2e | kg CO2e | kg CO2e | kg CO2e | kg CO2e | kg CO2e | kg CO2e | kg CO2e | kg CO2e | kg CO2e | kg CO2e | kg CO2e | kg CO2e | kg CO2e | kg CO2e
1990 | 0 | 0 | 0 | 0 | 0 | 0 | 0 | 0 | 0 | 0 | 0 | 0 | 0 | 0 | 0 | 0 | 0 | 0 | 0 | 0 | 0 | 0 | 0 | 0 | 0 | 0 | 0 | 0 | 0 | 0 | 0 | 0 | 0 | 0 | [16 empty] | 0 | 0 | 0 | 0 | 0 | 0 | 0 | 0 | 0 | 0 | 0 | 0 | 0 | 0 | 0 | 0 | 0 | 0 | 0 | 0 | 0 | [12 empty] | 0
1991 | 0 | 0 | 0 | 0 | 0 | 0 | 0 | 0 | 0 | 0 | 0 | 0 | 0 | 0 | 0 | 0 | 0 | 0 | 0 | 0 | 0 | 0 | 0 | 0 | 0 | 0 | 0 | 0 | 0 | 0 | 0 | 0 | 0 | 0 | [16 empty] | 0 | 0 | 0 | 0 | 0 | 0 | 0 | 0 | 0 | 0 | 0 | 0 | 0 | 0 | 0 | 0 | 0 | 0 | 0 | 0 | 0 | [12 empty] | 0
1992 | 0 | 0 | 0 | 0 | 0 | 0 | 0 | 0 | 0 | 0 | 0 | 0 | 0 | 0 | 0 | 0 | 0 | 0 | 0 | 0 | 0 | 0 | 0 | 0 | 0 | 0 | 0 | 0 | 0 | 0 | 0 | 0 | 0 | 0 | [16 empty] | 0 | 0 | 0 | 0 | 0 | 0 | 0 | 0 | 0 | 0 | 0 | 0 | 0 | 0 | 0 | 0 | 0 | 0 | 0 | 0 | 0 | [12 empty] | 0
1993 | 0 | 0 | 0 | 0 | 0 | 0 | 0 | 0 | 0 | 0 | 0 | 0 | 0 | 0 | 0 | 0 | 0 | 0 | 0 | 0 | 0 | 0 | 0 | 0 | 0 | 0 | 0 | 0 | 0 | 0 | 0 | 0 | 0 | 0 | [16 empty] | 0 | 0 | 0 | 0 | 0 | 0 | 0 | 0 | 0 | 0 | 0 | 0 | 0 | 0 | 0 | 0 | 0 | 0 | 0 | 0 | 0 | [12 empty] | 0
1994 | 0 | 0 | 0 | 0 | 0 | 0 | 0 | 0 | 0 | 0 | 0 | 0 | 0 | 0 | 0 | 0 | 0 | 0 | 0 | 0 | 0 | 0 | 0 | 0 | 0 | 0 | 0 | 0 | 0 | 0 | 0 | 0 | 0 | 0 | [16 empty] | 0 | 0 | 0 | 0 | 0 | 0 | 0 | 0 | 0 | 0 | 0 | 0 | 0 | 0 | 0 | 0 | 0 | 0 | 0 | 0 | 0 | [12 empty] | 0
1995 | 0 | 0 | 0 | 0 | 0 | 0 | 0 | 0 | 0 | 0 | 0 | 0 | 0 | 0 | 0 | 0 | 0 | 0 | 0 | 0 | 0 | 0 | 0 | 0 | 0 | 0 | 0 | 0 | 0 | 0 | 0 | 0 | 0 | 0 | [16 empty] | 0 | 0 | 0 | 0 | 0 | 0 | 0 | 0 | 0 | 0 | 0 | 0 | 0 | 0 | 0 | 0 | 0 | 0 | 0 | 0 | 0 | [12 empty] | 0
1996 | 0 | 0 | 0 | 0 | 0 | 0 | 0 | 0 | 0 | 0 | 0 | 0 | 0 | 0 | 0 | 0 | 0 | 0 | 0 | 0 | 0 | 0 | 0 | 0 | 0 | 0 | 0 | 0 | 0 | 0 | 0 | 0 | 0 | 0 | [16 empty] | 0 | 0 | 0 | 0 | 0 | 0 | 0 | 0 | 0 | 0 | 0 | 0 | 0 | 0 | 0 | 0 | 0 | 0 | 0 | 0 | 0 | [12 empty] | 0
1997 | 0 | 0 | 0 | 0 | 0 | 0 | 0 | 0 | 0 | 0 | 0 | 0 | 0 | 0 | 0 | 0 | 0 | 0 | 0 | 0 | 0 | 0 | 0 | 0 | 0 | 0 | 0 | 0 | 0 | 0 | 0 | 0 | 0 | 0 | [16 empty] | 0 | 0 | 0 | 0 | 0 | 0 | 0 | 0 | 0 | 0 | 0 | 0 | 0 | 0 | 0 | 0 | 0 | 0 | 0 | 0 | 0 | [12 empty] | 0
1998 | 0 | 0 | 0 | 0 | 0 | 0 | 0 | 0 | 0 | 0 | 0 | 0 | 0 | 0 | 0 | 0 | 0 | 0 | 0 | 0 | 0 | 0 | 0 | 0 | 0 | 0 | 0 | 0 | 0 | 0 | 0 | 0 | 0 | 0 | [16 empty] | 0 | 0 | 0 | 0 | 0 | 0 | 0 | 0 | 0 | 0 | 0 | 0 | 0 | 0 | 0 | 0 | 0 | 0 | 0 | 0 | 0 | [12 empty] | 0
1999 | 0 | 0 | 0 | 0 | 0 | 0 | 0 | 0 | 0 | 0 | 0 | 0 | 0 | 0 | 0 | 0 | 0 | 0 | 0 | 0 | 0 | 0 | 0 | 0 | 0 | 0 | 0 | 0 | 0 | 0 | 0 | 0 | 0 | 0 | [16 empty] | 0 | 0 | 0 | 0 | 0 | 0 | 0 | 0 | 0 | 0 | 0 | 0 | 0 | 0 | 0 | 0 | 0 | 0 | 0 | 0 | 0 | [12 empty] | 0
2000 | 0 | 0 | 0 | 0 | 0 | 0 | 0 | 0 | 0 | 0 | 0 | 0 | 0 | 0 | 0 | 0 | 0 | 0 | 0 | 0 | 0 | 0 | 0 | 0 | 0 | 0 | 0 | 0 | 0 | 0 | 0 | 0 | 0 | 0 | [16 empty] | 0 | 0 | 0 | 0 | 0 | 0 | 0 | 0 | 0 | 0 | 0 | 0 | 0 | 0 | 0 | 0 | 0 | 0 | 0 | 0 | 0 | [12 empty] | 0
2001 | 0 | 0 | 0 | 0 | 0 | 0 | 0 | 0 | 0 | 0 | 0 | 0 | 0 | 0 | 0 | 0 | 0 | 0 | 0 | 0 | 0 | 0 | 0 | 0 | 0 | 0 | 0 | 0 | 0 | 0 | 0 | 0 | 0 | 0 | [16 empty] | 0 | 0 | 0 | 0 | 0 | 0 | 0 | 0 | 0 | 0 | 0 | 0 | 0 | 0 | 0 | 0 | 0 | 0 | 0 | 0 | 0 | [12 empty] | 0
2002 | 0 | 0 | 0 | 0 | 0 | 0 | 0 | 0 | 0 | 0 | 0 | 0 | 0 | 0 | 0 | 0 | 0 | 0 | 0 | 0 | 0 | 0 | 0 | 0 | 0 | 0 | 0 | 0 | 0 | 0 | 0 | 0 | 0 | 0 | [16 empty] | 0 | 0 | 0 | 0 | 0 | 0 | 0 | 0 | 0 | 0 | 0 | 0 | 0 | 0 | 0 | 0 | 0 | 0 | 0 | 0 | 0 | [12 empty] | 0
2003 | 0 | 0 | 0 | 0 | 0 | 0 | 0 | 0 | 0 | 0 | 0 | 0 | 0 | 0 | 0 | 0 | 0 | 0 | 0 | 0 | 0 | 0 | 0 | 0 | 0 | 0 | 0 | 0 | 0 | 0 | 0 | 0 | 0 | 0 | [16 empty] | 0 | 0 | 0 | 0 | 0 | 0 | 0 | 0 | 0 | 0 | 0 | 0 | 0 | 0 | 0 | 0 | 0 | 0 | 0 | 0 | 0 | [12 empty] | 0
2004 | 0 | 0 | 0 | 0 | 0 | 0 | 0 | 0 | 0 | 0 | 0 | 0 | 0 | 0 | 0 | 0 | 0 | 0 | 0 | 0 | 0 | 0 | 0 | 0 | 0 | 0 | 0 | 0 | 0 | 0 | 0 | 0 | 0 | 0 | [16 empty] | 0 | 0 | 0 | 0 | 0 | 0 | 0 | 0 | 0 | 0 | 0 | 0 | 0 | 0 | 0 | 0 | 0 | 0 | 0 | 0 | 0 | [12 empty] | 0
2005 | 0 | 0 | 0 | 0 | 0 | 0 | 0 | 0 | 0 | 0 | 0 | 0 | 0 | 0 | 0 | 0 | 0 | 0 | 0 | 0 | 0 | 0 | 0 | 0 | 0 | 0 | 0 | 0 | 0 | 0 | 0 | 0 | 0 | 0 | [16 empty] | 0 | 0 | 0 | 0 | 0 | 0 | 0 | 0 | 0 | 0 | 0 | 0 | 0 | 0 | 0 | 0 | 0 | 0 | 0 | 0 | 0 | [12 empty] | 0
2006 | 0 | 0 | 0 | 0 | 0 | 0 | 0 | 0 | 0 | 0 | 0 | 0 | 0 | 0 | 0 | 0 | 0 | 0 | 0 | 0 | 0 | 0 | 0 | 0 | 0 | 0 | 0 | 0 | 0 | 0 | 0 | 0 | 0 | 0 | [16 empty] | 0 | 0 | 0 | 0 | 0 | 0 | 0 | 0 | 0 | 0 | 0 | 0 | 0 | 0 | 0 | 0 | 0 | 0 | 0 | 0 | 0 | [12 empty] | 0
2007 | 0 | 0 | 0 | 0 | 0 | 0 | 0 | 0 | 0 | 0 | 0 | 0 | 0 | 0 | 0 | 0 | 0 | 0 | 0 | 0 | 0 | 0 | 0 | 0 | 0 | 0 | 0 | 0 | 0 | 0 | 0 | 0 | 0 | 0 | [16 empty] | 0 | 0 | 0 | 0 | 0 | 0 | 0 | 0 | 0 | 0 | 0 | 0 | 0 | 0 | 0 | 0 | 0 | 0 | 0 | 0 | 0 | [12 empty] | 0
2008 | 0 | 0 | 0 | 0 | 0 | 0 | 0 | 0 | 0 | 0 | 0 | 0 | 0 | 18214.0292 | 5336700.8846 | 0 | 0 | 0 | 0 | 0 | 0 | 0 | 0 | 0 | 485838.2465 | 126868.4101 | 0 | 0 | 0 | 0 | 0 | 0 | 0 | 0 | [16 empty] | 89712712.3236 | 61447944.8655 | 20854972.0204 | 9340080.4729 | 0 | 0 | 0 | 6948670.3886 | 0 | 0 | 0 | 22119603.4408 | 0 | 0 | 0 | 8186.7442 | 0 | 407796.9723 | 2869238.7182 | -10120 | 0 | [12 empty] | 13123138.5232
2009 | 0 | 0 | 0 | 0 | 0 | 0 | 0 | 0 | 0 | 0 | 0 | 0 | 0 | 18595.7904 | 5189139.6528 | 0 | 0 | 0 | 0 | 0 | 0 | 0 | 0 | 0 | 410563.2587 | 154799.411 | 0 | 0 | 0 | 0 | 0 | 0 | 0 | 0 | [16 empty] | 89079489.5903 | 72972699.4949 | 20950933.1624 | 9334702.5776 | 0 | 0 | 0 | 6811695.9847 | 0 | 0 | 0 | 24332823.8566 | 0 | 0 | 0 | 7258.6491 | 0 | 406867.6083 | 3109290.4985 | -11660 | 0 | [12 empty] | 13668238.5912
2010 | 0 | 0 | 0 | 0 | 0 | 0 | 0 | 0 | 0 | 0 | 0 | 0 | 0 | 18967.7062 | 5292922.4458 | 0 | 0 | 0 | 0 | 0 | 0 | 0 | 0 | 0 | 418774.5239 | 157895.3992 | 0 | 0 | 0 | 0 | 0 | 0 | 0 | 0 | [16 empty] | 90861079.3821 | 74432153.4848 | 21369951.8257 | 9521396.6292 | 0 | 0 | 0 | 6947929.9044 | 0 | 0 | 0 | 24819480.3338 | 0 | 0 | 0 | 7403.8221 | 0 | 0 | 3171476.3085 | -11893.2 | 0 | [12 empty] | 13941603.3631
2011 | 0 | 0 | 0 | 0 | 0 | 0 | 0 | 0 | 0 | 0 | 0 | 0 | 0 | 19347.0604 | 5398780.8947 | 0 | 0 | 0 | 0 | 0 | 0 | 0 | 0 | 0 | 427150.0144 | 161053.3072 | 0 | 0 | 0 | 0 | 0 | 0 | 0 | 0 | [16 empty] | 92678300.9697 | 75920796.5545 | 21797350.8622 | 9711824.5618 | 0 | 0 | 0 | 7086888.5025 | 0 | 0 | 0 | 25315869.9404 | 0 | 0 | 0 | 7551.8985 | 0 | 0 | 3234905.8346 | -12131.064 | 0 | [12 empty] | 14220435.4303
2012 | 0 | 0 | 0 | 0 | 0 | 0 | 0 | 0 | 0 | 0 | 0 | 0 | 0 | 19734.0016 | 5506756.5126 | 0 | 0 | 0 | 0 | 0 | 0 | 0 | 0 | 0 | 435693.0146 | 164274.3734 | 0 | 0 | 0 | 0 | 0 | 0 | 0 | 0 | [16 empty] | 94531866.9891 | 77439212.4856 | 22233297.8794 | 9906061.053 | 0 | 0 | 0 | 7228626.2725 | 0 | 0 | 0 | 25822187.3392 | 0 | 0 | 0 | 7702.9365 | 0 | 0 | 3299603.9513 | -12373.6853 | 0 | [12 empty] | 14504844.1389
2013 | 0 | 0 | 0 | 0 | 0 | 0 | 0 | 0 | 0 | 0 | 0 | 0 | 0 | 20128.6816 | 5616891.6429 | 0 | 0 | 0 | 0 | 0 | 0 | 0 | 0 | 0 | 444406.8749 | 167559.8608 | 0 | 0 | 0 | 0 | 0 | 0 | 0 | 0 | [16 empty] | 96422504.3289 | 78987996.7353 | 22677963.837 | 10104182.2741 | 0 | 0 | 0 | 7373198.798 | 0 | 0 | 0 | 26338631.086 | 0 | 0 | 0 | 7856.9952 | 0 | 0 | 3365596.0304 | -12621.159 | 0 | [12 empty] | 14794941.0217
2014 | 0 | 0 | 0 | 0 | 0 | 0 | 0 | 0 | 0 | 0 | 0 | 0 | 0 | 20531.2552 | 5729229.4758 | 0 | 0 | 0 | 0 | 0 | 0 | 0 | 0 | 0 | 453295.0124 | 170911.058 | 0 | 0 | 0 | 0 | 0 | 0 | 0 | 0 | [16 empty] | 98350954.4155 | 80567756.6701 | 23131523.1137 | 10306265.9195 | 0 | 0 | 0 | 7520662.7739 | 0 | 0 | 0 | 26865403.7077 | 0 | 0 | 0 | 8014.1351 | 0 | 0 | 3432907.951 | -12873.5822 | 0 | [12 empty] | 15090839.8421
2015 | 0 | 0 | 0 | 0 | 0 | 0 | 0 | 0 | 0 | 0 | 0 | 0 | 0 | 20941.8803 | 5843814.0653 | 0 | 0 | 0 | 0 | 0 | 0 | 0 | 0 | 0 | 462360.9127 | 174329.2792 | 0 | 0 | 0 | 0 | 0 | 0 | 0 | 0 | [16 empty] | 100317973.5038 | 82179111.8035 | 23594153.576 | 10512391.2379 | 0 | 0 | 0 | 7671076.0294 | 0 | 0 | 0 | 27402711.7819 | 0 | 0 | 0 | 8174.4178 | 0 | 0 | 3501566.11 | -13131.0538 | 0 | [12 empty] | 15392656.639

## CACP Inventory
MODULE | Summary
WORKSHEET | Total Emissions in Metric Tonnes CO2 Equivalents
UNIVERSITY | CASE WESTERN RESERVE UNIVERSITY
| Scope 1 | [6 empty] | Scope 2 |  | Scope 3 | [8 empty] | Offsets
Fiscal Year | Co-gen Electricity | Co-gen Steam | Other On-Campus Stationary | Direct Transportation | Electric Fleet | Refrigerants & Chemicals | Agriculture | Purchased Electricity | Purchased Steam / Chilled Water | Faculty / Staff Commuting | Student Commuting | Directly Financed Air Travel | Other Directly Financed Travel | Study Abroad Air Travel | Solid Waste | Wastewater | Paper Purchasing | Scope 2 T&D Losses | Additional | Non-Additional | Total Scope 1 | Total Scope 2 | Total Scope 3 | Biogenic | Total Offsets | Total Emissions | Net Emissions
| MT eCO2 | MT eCO2 | MT eCO2 | MT eCO2 | MT eCO2 | MT eCO2 | MT eCO2 | MT eCO2 | MT eCO2 | MT eCO2 | MT eCO2 | MT eCO2 | MT eCO2 | MT eCO2 | MT eCO2 |  |  | MT eCO2 | MT eCO2 | MT eCO2 | MT eCO2 | MT eCO2 | MT eCO2 | MT eCO2 | MT eCO2 | MT eCO2 | MT eCO2
1990 | 0 | 0 | 0 | 0 | 0 | 0 | 0 | 0 | 0 | 0 | 0 | 0 | 0 | 0 | 0 | 0 | 0 | 0 | 0 | 0 | 0 | 0 | 0 | 0 | 0 | 0 | 0
1991 | 0 | 0 | 0 | 0 | 0 | 0 | 0 | 0 | 0 | 0 | 0 | 0 | 0 | 0 | 0 | 0 | 0 | 0 | 0 | 0 | 0 | 0 | 0 | 0 | 0 | 0 | 0
1992 | 0 | 0 | 0 | 0 | 0 | 0 | 0 | 0 | 0 | 0 | 0 | 0 | 0 | 0 | 0 | 0 | 0 | 0 | 0 | 0 | 0 | 0 | 0 | 0 | 0 | 0 | 0
1993 | 0 | 0 | 0 | 0 | 0 | 0 | 0 | 0 | 0 | 0 | 0 | 0 | 0 | 0 | 0 | 0 | 0 | 0 | 0 | 0 | 0 | 0 | 0 | 0 | 0 | 0 | 0
1994 | 0 | 0 | 0 | 0 | 0 | 0 | 0 | 0 | 0 | 0 | 0 | 0 | 0 | 0 | 0 | 0 | 0 | 0 | 0 | 0 | 0 | 0 | 0 | 0 | 0 | 0 | 0
1995 | 0 | 0 | 0 | 0 | 0 | 0 | 0 | 0 | 0 | 0 | 0 | 0 | 0 | 0 | 0 | 0 | 0 | 0 | 0 | 0 | 0 | 0 | 0 | 0 | 0 | 0 | 0
1996 | 0 | 0 | 0 | 0 | 0 | 0 | 0 | 0 | 0 | 0 | 0 | 0 | 0 | 0 | 0 | 0 | 0 | 0 | 0 | 0 | 0 | 0 | 0 | 0 | 0 | 0 | 0
1997 | 0 | 0 | 0 | 0 | 0 | 0 | 0 | 0 | 0 | 0 | 0 | 0 | 0 | 0 | 0 | 0 | 0 | 0 | 0 | 0 | 0 | 0 | 0 | 0 | 0 | 0 | 0
1998 | 0 | 0 | 0 | 0 | 0 | 0 | 0 | 0 | 0 | 0 | 0 | 0 | 0 | 0 | 0 | 0 | 0 | 0 | 0 | 0 | 0 | 0 | 0 | 0 | 0 | 0 | 0
1999 | 0 | 0 | 0 | 0 | 0 | 0 | 0 | 0 | 0 | 0 | 0 | 0 | 0 | 0 | 0 | 0 | 0 | 0 | 0 | 0 | 0 | 0 | 0 | 0 | 0 | 0 | 0
2000 | 0 | 0 | 0 | 0 | 0 | 0 | 0 | 0 | 0 | 0 | 0 | 0 | 0 | 0 | 0 | 0 | 0 | 0 | 0 | 0 | 0 | 0 | 0 | 0 | 0 | 0 | 0
2001 | 0 | 0 | 0 | 0 | 0 | 0 | 0 | 0 | 0 | 0 | 0 | 0 | 0 | 0 | 0 | 0 | 0 | 0 | 0 | 0 | 0 | 0 | 0 | 0 | 0 | 0 | 0
2002 | 0 | 0 | 0 | 0 | 0 | 0 | 0 | 0 | 0 | 0 | 0 | 0 | 0 | 0 | 0 | 0 | 0 | 0 | 0 | 0 | 0 | 0 | 0 | 0 | 0 | 0 | 0
2003 | 0 | 0 | 0 | 0 | 0 | 0 | 0 | 0 | 0 | 0 | 0 | 0 | 0 | 0 | 0 | 0 | 0 | 0 | 0 | 0 | 0 | 0 | 0 | 0 | 0 | 0 | 0
2004 | 0 | 0 | 0 | 0 | 0 | 0 | 0 | 0 | 0 | 0 | 0 | 0 | 0 | 0 | 0 | 0 | 0 | 0 | 0 | 0 | 0 | 0 | 0 | 0 | 0 | 0 | 0
2005 | 0 | 0 | 0 | 0 | 0 | 0 | 0 | 0 | 0 | 0 | 0 | 0 | 0 | 0 | 0 | 0 | 0 | 0 | 0 | 0 | 0 | 0 | 0 | 0 | 0 | 0 | 0
2006 | 0 | 0 | 0 | 0 | 0 | 0 | 0 | 0 | 0 | 0 | 0 | 0 | 0 | 0 | 0 | 0 | 0 | 0 | 0 | 0 | 0 | 0 | 0 | 0 | 0 | 0 | 0
2007 | 0 | 0 | 0 | 0 | 0 | 0 | 0 | 0 | 0 | 0 | 0 | 0 | 0 | 0 | 0 | 0 | 0 | 0 | 0 | 0 | 0 | 0 | 0 | 0 | 0 | 0 | 0
2008 | 0 | 0 | 5354.9149 | 612.7067 | 0 | 13341.966 | 54.7273 | 89712.7123 | 82302.9169 | 9340.0805 | 6948.6704 | 22119.6034 | 426.1705 | 2869.2387 | 3312.1314 | 157.9152 | 793.7487 | 13204.4183 | 0 | -130.3928 | 19364.3149 | 172015.6292 | 59171.9772 | 0 | -130.3928 | 250551.9213 | 250421.5285
2009 | 0 | 0 | 5207.7354 | 565.3627 | 0 | 13341.966 | 54.7273 | 89079.4896 | 93923.6327 | 9334.7026 | 6811.696 | 24332.8239 | 424.2898 | 3109.2905 | 2521.2314 | 129.4916 | 760.2501 | 13753.4085 | 0 | -131.6682 | 19169.7914 | 183003.1222 | 61177.1845 | 0 | -131.6682 | 263350.0981 | 263218.4299
2010 | 0 | 0 | 5311.8902 | 576.6699 | 0 | 13608.8053 | 56.6417 | 90861.0794 | 95802.1053 | 9521.3966 | 6947.9299 | 24819.4803 | 7.4038 | 3171.4763 | 2571.6561 | 132.0815 | 775.4551 | 14028.4767 | 0 | -134.3016 | 19554.0071 | 186663.1847 | 61975.3563 | 0 | -134.3016 | 268192.5481 | 268058.2465
2011 | 0 | 0 | 5418.128 | 588.2033 | 0 | 13880.9814 | 58.6324 | 92678.301 | 97718.1474 | 9711.8246 | 7086.8885 | 25315.8699 | 7.5519 | 3234.9058 | 2623.0892 | 134.7231 | 790.9642 | 14309.0462 | 0 | -136.9876 | 19945.9451 | 190396.4484 | 63214.8635 | 0 | -136.9876 | 273557.2569 | 273420.2693
2012 | 0 | 0 | 5526.4905 | 599.9674 | 0 | 14158.601 | 60.7024 | 94531.867 | 99672.5104 | 9906.0611 | 7228.6263 | 25822.1873 | 7.7029 | 3299.604 | 2675.551 | 137.4176 | 806.7835 | 14595.2271 | 0 | -139.7274 | 20345.7613 | 194204.3774 | 64479.1607 | 0 | -139.7274 | 279029.2994 | 278889.572
2013 | 0 | 0 | 5637.0203 | 611.9667 | 0 | 14441.773 | 62.8548 | 96422.5043 | 101665.9606 | 10104.1823 | 7373.1988 | 26338.6311 | 7.857 | 3365.596 | 2729.062 | 140.1659 | 822.9192 | 14887.1317 | 0 | -142.5219 | 20753.6149 | 198088.4649 | 65768.7439 | 0 | -142.5219 | 284610.8238 | 284468.3019
2014 | 0 | 0 | 5749.7607 | 624.2061 | 0 | 14730.6085 | 65.0931 | 98350.9544 | 103699.2798 | 10306.2659 | 7520.6628 | 26865.4037 | 8.0141 | 3432.908 | 2783.6432 | 142.9692 | 839.3776 | 15184.8743 | 0 | -145.3724 | 21169.6684 | 202050.2342 | 67084.1188 | 0 | -145.3724 | 290304.0214 | 290158.6491
2015 | 0 | 0 | 5864.7559 | 636.6902 | 0 | 15025.2207 | 67.4207 | 100317.9735 | 105773.2654 | 10512.3912 | 7671.076 | 27402.7118 | 8.1744 | 3501.5661 | 2839.3161 | 145.8286 | 856.1651 | 15488.5718 | 0 | -148.2798 | 21594.0875 | 206091.2389 | 68425.8012 | 0 | -148.2798 | 296111.1275 | 295962.8477

## 2009 Inventory
Return to GHG Forecast Chart
2009 GHG INVENTORY SUMMARY |  |  |  | Link to GHG Emissions Forecast
SCOPE | SOURCE | EMISSIONS (MTeCO2) | EMISSIONS (%) | Forecast Drivers | Physical/Operational Boundary | Assumption Owners/Notes
SCOPE 1 | NATURAL GAS | 5189.1397 | 1.971% | Building Area (GSF), Energy Use Intensity | Residential gas boilers (heat, hot water), academic campus, farm.
| REFRIGERANTS | 13341.966 | 5.069% | Building Area (GSF) |  | Reductions will ocurr with new chiller projects
| FUEL OIL | 18.5958 | 0.007065% | Building Area (GSF) |  | incorporate the plan for more back-up generators in existing facilities, driven by risk management
| VEHICLE (GAS) | 410.5633 | 0.156% | Constant |  | abatement opp - electric vehicles
| VEHICLE (DIESEL) | 154.7994 | 0.05881% | Constant
| AGRICULTURE | 54.7273 | 0.02079% | Constant
SCOPE 2 | PURCHASED ELECTRICITY | 89079.4896 | 33.84% | Building Area (GSF), Energy Use Intensity, Fuel Mix, Efficiencies (Conversion & T&D)
| PURCHASED STEAM | 72972.6995 | 27.72% | Building Area (GSF), Energy Use Intensity, Fuel Mix, Efficiencies (Conversion & T&D) |  | Incorporate distribution losses
| PURCHASED CHILLED WATER | 20950.9332 | 7.96% | Building Area (GSF), Energy Use Intensity, Fuel Mix, Efficiencies (Conversion & T&D) |  | will ramp up. Include plans for chilled water (talk to Mike)
SCOPE 3 | FACULTY/STAFF COMMUTING | 9334.7026 | 3.546% | Campus Population
| STUDENT COMMUTING | 6811.696 | 2.588% | Campus Population
| DIRECTLY FINANCED AIR TRAVEL | 27866.4042 | 10.59% | Faculty/Staff Population
| SOLID WASTE | 2521.2314 | 0.9578% | Campus Population
| WASTEWATER | 129.4916 | 0.0492% | Building Area (GSF)
| PAPER PURCHASING | 760.2501 | 0.2888% | Campus Population
| SCOPE 2 T&D LOSSES | 13753.4085 | 5.225% | % of Purchased Electricity
OFFSETS | Sequestration | -131.6682 | -0.05002% | Constant
TOTAL |  | 263218.4299 | 100%
HOME

## VSG
|  | School: | Case Western Reserve University
|  | Year: | 2009
|  | Amount | Cumulative | EndPoints | blank neg | red neg | grn neg | blank pos | red pos | grn pos | Y label
0 | Stationary Combustion | 5207.7354 | 5207.7354 |  |  | 0 | 0 |  | 0 | 5207.7354 | 5207.7354
3 | Purchased Electricity | 89079.4896 | 94287.225 |  | 0 | 0 | 0 | 5207.7354 | 0 | 89079.4896 | 94287.225
4 | Purchased Steam | 72972.6995 | 167259.9245 |  | 0 | 0 | 0 | 94287.225 | 0 | 72972.6995 | 167259.9245
5 | Purchased Chilled Water | 20950.9332 | 188210.8577 |  | 0 | 0 | 0 | 167259.9245 | 0 | 20950.9332 | 188210.8577
12 | SCOPE 2 T&D LOSSES | 13753.4085 | 201964.2662 |  | 0 | 0 | 0 | 188210.8577 | 0 | 13753.4085 | 201964.2662
6 | FACULTY/STAFF COMMUTING | 9334.7026 | 211298.9688 |  | 0 | 0 | 0 | 201964.2662 | 0 | 9334.7026 | 211298.9688
7 | STUDENT COMMUTING | 6811.696 | 218110.6648 |  | 0 | 0 | 0 | 211298.9688 | 0 | 6811.696 | 218110.6648
8 | Air Travel | 27866.4042 | 245977.0689 |  | 0 | 0 | 0 | 218110.6648 | 0 | 27866.4042 | 245977.0689
2 | Mobile Combustion (Fleet) | 565.3627 | 246542.4316 |  | 0 | 0 | 0 | 245977.0689 | 0 | 565.3627 | 246542.4316
1 | Refrigerants and Other Chemicals | 13396.6933 | 259939.1249 |  | 0 | 0 | 0 | 246542.4316 | 0 | 13396.6933 | 259939.1249
9 | SOLID WASTE | 2521.2314 | 262460.3563 |  | 0 | 0 | 0 | 259939.1249 | 0 | 2521.2314 | 262460.3563
10 | WASTEWATER | 129.4916 | 262589.848 |  | 0 | 0 | 0 | 262460.3563 | 0 | 129.4916 | 262589.848
11 | PAPER PURCHASING | 760.2501 | 263350.0981 |  | 0 | 0 | 0 | 262589.848 | 0 | 760.2501 | 263350.0981
13 | SEQUESTRATION | -131.6682 | 263218.4299 |  | 0 | 0 | 0 | 263218.4299 | 131.6682 | 0 | 263350.0981
|  |  | 263218.4299 |  | 0 | 0 | 0 | 263218.4299 | 0 | 0 | 263218.4299
|  |  | 263218.4299 |  | 0 | 0 | 0 | 263218.4299 | 0 | 0 | 263218.4299
|  |  | 263218.4299 |  | 0 | 0 | 0 | 263218.4299 | 0 | 0 | 263218.4299
|  |  | 263218.4299 |  | 0 | 0 | 0 | 263218.4299 | 0 | 0 | 263218.4299
| Total Emissions | 263218.4299 |  | 263218.4299 | [6 empty] | 263218.4299
Technique: http://peltiertech.com/Excel/Charts/waterfallcrossing.html
Net GHG Emissions: Case Western Reserve University - 2009

## Sheet2
| Scope 1 |  |  | Scope 2 |  |  | Scope 3
Year | Stationary Combustion | Refrigerants and Other Chemicals | Mobile Combustion (Fleet) | Purchased Electricity | Purchased Steam | Purchased Chilled Water | FACULTY/STAFF COMMUTING | STUDENT COMMUTING | Air Travel | SOLID WASTE | WASTEWATER | PAPER PURCHASING | SCOPE 2 T&D LOSSES | SEQUESTRATION | Total GHG Emissions
2009 | 5207.7354 | 13396.6933 | 565.3627 | 89079.4896 | 72972.6995 | 20950.9332 | 9334.7026 | 6811.696 | 27866.4042 | 2521.2314 | 129.4916 | 760.2501 | 13753.4085 | -131.6682 | 263218.4299
2010
2020
2030
2040
2050

## Population
MATH USED TO CALCULATE GROWTH PATTERNS. DO NOT DELETE!
| Campus Population | [11 empty] | Starting Year | 2009 | 9814 | 9814 | 9814 | 5044 | 5044 | 5044 | 5044
| Students |  |  | Faculty/Staff |  |  | Total Campus Population | Students per Faculty/ Staff |  |  |  |  | Ending Year | 2050 | 10500 | 10500 | 10500 |  | 5100 | 5100 | 5100
| Full time | Part time | Total Enrollment | Facutly | Staff | Total Faculty /Staff |  |  |  | Actual values from Case Western Clean Air Cool Planet Inventory |  |  | Slope |  | 107.1352 | 16.7317 | 0.40809 |  | 8.7457 | 1.3659 | 0.033314
FYE | # | # | # | # | # | # | # | [5 empty] | Power |  | 2 | 0 | 2 |  | 2 | 0 | 2
2004 | [8 empty] | Growth Model
2005 | [9 empty] | Historical Trend (Default) | Power
2006 | [8 empty] | X | Front-loaded to 2050 Value | 2
2007 | [9 empty] | Straight-line to 2050 Value | Power |  |  | Student Population |  |  |  | Faculty/Staff Population
2008 | 8672 | 1212 | 9884 | 1742 | 3254 | 4996 | 14880 | 1.9784 |  | Back-loaded to 2050 Value | 2 |  |  | Historical Trend | Front-loaded | Straight-line | Back-loaded | Historical Trend | Front-loaded | Straight-line | Back-loaded
2009 | 8449 | 1365 | 9814 | 1759 | 3285 | 5044 | 14858 | 1.9457 | 10500 | Enrollment - 2050 |  | 2009 |  | 9814 | 9814 | 9814 | 9814 | 5044 | 5044 | 5044 | 5044
2010 | 8541.2341 | 1379.9011 | 9921.1352 | 1762.0499 | 3290.6958 | 5052.7457 | 14973.8809 | 1.9635 | 5100 | Faculty/Staff - 2050 |  | 2010 | 1 | 9744 | 9921.1352 | 9830.7317 | 9814.4081 | 5092 | 5052.7457 | 5045.3659 | 5044.0333
2011 | 8579.4387 | 1386.0734 | 9965.5121 | 1763.3132 | 3293.0551 | 5056.3683 | 15021.8804 | 1.9709 |  |  |  | 2011 | 2 | 9674 | 9965.5121 | 9847.4634 | 9815.6324 | 5140 | 5056.3683 | 5046.7317 | 5044.1333
2012 | 8608.7541 | 1390.8095 | 9999.5636 | 1764.2826 | 3294.8655 | 5059.148 | 15058.7117 | 1.9765 |  |  |  | 2012 | 3 | 9604 | 9999.5636 | 9864.1951 | 9817.6728 | 5188 | 5059.148 | 5048.0976 | 5044.2998
2013 | 8633.4682 | 1394.8022 | 10028.2704 | 1765.0998 | 3296.3916 | 5061.4915 | 15089.7619 | 1.9813 |  |  |  | 2013 | 4 | 9534 | 10028.2704 | 9880.9268 | 9820.5294 | 5236 | 5061.4915 | 5049.4634 | 5044.533
2014 | 8655.2417 | 1398.3199 | 10053.5616 | 1765.8198 | 3297.7362 | 5063.556 | 15117.1176 | 1.9855 |  |  |  | 2014 | 5 | 9464 | 10053.5616 | 9897.6585 | 9824.2023 | 5284 | 5063.556 | 5050.8293 | 5044.8328
2015 | 8674.9264 | 1401.5001 | 10076.4266 | 1766.4707 | 3298.9519 | 5065.4226 | 15141.8492 | 1.9893 |  |  |  | 2015 | 6 | 9394 | 10076.4266 | 9914.3902 | 9828.6913 | 5332 | 5065.4226 | 5052.1951 | 5045.1993
2016 | 8693.0285 | 1404.4246 | 10097.4531 | 1767.0693 | 3300.0697 | 5067.139 | 15164.5921 | 1.9927 |  |  |  | 2016 | 7 | 9324 | 10097.4531 | 9931.122 | 9833.9964 | 5380 | 5067.139 | 5053.561 | 5045.6324
2017 | 8709.8774 | 1407.1467 | 10117.0241 | 1767.6264 | 3301.1102 | 5068.7367 | 15185.7608 | 1.996 |  |  |  | 2017 | 8 | 9254 | 10117.0241 | 9947.8537 | 9840.1178 | 5428 | 5068.7367 | 5054.9268 | 5046.1321
2018 | 8725.7023 | 1409.7033 | 10135.4056 | 1768.1497 | 3302.0875 | 5070.2372 | 15205.6428 | 1.999 |  |  |  | 2018 | 9 | 9184 | 10135.4056 | 9964.5854 | 9847.0553 | 5476 | 5070.2372 | 5056.2927 | 5046.6984
2019 | 8740.6698 | 1412.1215 | 10152.7913 | 1768.6447 | 3303.0118 | 5071.6564 | 15224.4477 | 2.0019 |  |  |  | 2019 | 10 | 9114 | 10152.7913 | 9981.3171 | 9854.809 | 5524 | 5071.6564 | 5057.6585 | 5047.3314
2020 | 8754.9059 | 1414.4214 | 10169.3273 | 1769.1154 | 3303.8909 | 5073.0063 | 15242.3336 | 2.0046 | Select Only One Option Above |  |  | 2020 | 11 | 9044 | 10169.3273 | 9998.0488 | 9863.3789 | 5572 | 5073.0063 | 5059.0244 | 5048.0309
2021 | 8768.5082 | 1416.619 | 10185.1272 | 1769.5652 | 3304.7309 | 5074.2961 | 15259.4233 | 2.0072 |  |  |  | 2021 | 12 | 8974 | 10185.1272 | 10014.7805 | 9872.765 | 5620 | 5074.2961 | 5060.3902 | 5048.7971
2022 | 8781.5547 | 1418.7267 | 10200.2815 | 1769.9966 | 3305.5366 | 5075.5332 | 15275.8146 | 2.0097 |  |  |  | 2022 | 13 | 8904 | 10200.2815 | 10031.5122 | 9882.9673 | 5668 | 5075.5332 | 5061.7561 | 5049.63
2023 | 8794.1083 | 1420.7549 | 10214.8632 | 1770.4117 | 3306.3118 | 5076.7235 | 15291.5867 | 2.0121 |  |  |  | 2023 | 14 | 8834 | 10214.8632 | 10048.2439 | 9893.9857 | 5716 | 5076.7235 | 5063.122 | 5050.5294
2024 | 8806.2211 | 1422.7118 | 10228.9328 | 1770.8122 | 3307.0598 | 5077.8721 | 15306.8049 | 2.0144 |  |  |  | 2024 | 15 | 8764 | 10228.9328 | 10064.9756 | 9905.8203 | 5764 | 5077.8721 | 5064.4878 | 5051.4955
2025 | 8817.9363 | 1424.6045 | 10242.5408 | 1771.1996 | 3307.7833 | 5078.9829 | 15321.5237 | 2.0167 |  |  |  | 2025 | 16 | 8694 | 10242.5408 | 10081.7073 | 9918.4711 | 5812 | 5078.9829 | 5065.8537 | 5052.5283
2026 | 8829.2909 | 1426.4389 | 10255.7297 | 1771.5751 | 3308.4845 | 5080.0596 | 15335.7893 | 2.0188 |  |  |  | 2026 | 17 | 8624 | 10255.7297 | 10098.439 | 9931.9381 | 5860 | 5080.0596 | 5067.2195 | 5053.6276
2027 | 8840.3161 | 1428.2201 | 10268.5362 | 1771.9397 | 3309.1653 | 5081.105 | 15349.6412 | 2.0209 |  |  |  | 2027 | 18 | 8554 | 10268.5362 | 10115.1707 | 9946.2213 | 5908 | 5081.105 | 5068.5854 | 5054.7936
2028 | 8851.0391 | 1429.9525 | 10280.9915 | 1772.2942 | 3309.8275 | 5082.1218 | 15363.1133 | 2.023 |  |  |  | 2028 | 19 | 8484 | 10280.9915 | 10131.9024 | 9961.3206 | 5956 | 5082.1218 | 5069.9512 | 5056.0262
2029 | 8861.4834 | 1431.6398 | 10293.1232 | 1772.6396 | 3310.4725 | 5083.1121 | 15376.2353 | 2.025 |  |  |  | 2029 | 20 | 8414 | 10293.1232 | 10148.6341 | 9977.2362 | 6004 | 5083.1121 | 5071.3171 | 5057.3254
2030 | 8871.6697 | 1433.2855 | 10304.9552 | 1772.9764 | 3311.1015 | 5084.078 | 15389.0331 | 2.0269 |  |  |  | 2030 | 21 | 8344 | 10304.9552 | 10165.3659 | 9993.9679 | 6052 | 5084.078 | 5072.6829 | 5058.6913
2031 | 8881.6162 | 1434.8924 | 10316.5086 | 1773.3053 | 3311.7158 | 5085.0211 | 15401.5297 | 2.0288 |  |  |  | 2031 | 22 | 8274 | 10316.5086 | 10182.0976 | 10011.5158 | 6100 | 5085.0211 | 5074.0488 | 5060.1237
2032 | 8891.3391 | 1436.4632 | 10327.8024 | 1773.6268 | 3312.3162 | 5085.9431 | 15413.7454 | 2.0307 |  |  |  | 2032 | 23 | 8204 | 10327.8024 | 10198.8293 | 10029.8798 | 6148 | 5085.9431 | 5075.4146 | 5061.6228
2033 | 8900.8529 | 1438.0003 | 10338.8532 | 1773.9414 | 3312.9037 | 5086.8452 | 15425.6983 | 2.0325 |  |  |  | 2033 | 24 | 8134 | 10338.8532 | 10215.561 | 10049.0601 | 6196 | 5086.8452 | 5076.7805 | 5063.1886
2034 | 8910.1704 | 1439.5056 | 10349.676 | 1774.2495 | 3313.4791 | 5087.7287 | 15437.4047 | 2.0342 |  |  |  | 2034 | 25 | 8064 | 10349.676 | 10232.2927 | 10069.0565 | 6244 | 5087.7287 | 5078.1463 | 5064.8209
2035 | 8919.3034 | 1440.9811 | 10360.2845 | 1774.5515 | 3314.0431 | 5088.5947 | 15448.8791 | 2.036 |  |  |  | 2035 | 26 | 7994 | 10360.2845 | 10249.0244 | 10089.8691 | 6292 | 5088.5947 | 5079.5122 | 5066.5199
2036 | 8928.2624 | 1442.4285 | 10370.6908 | 1774.8478 | 3314.5964 | 5089.4441 | 15460.135 | 2.0377 |  |  |  | 2036 | 27 | 7924 | 10370.6908 | 10265.7561 | 10111.4979 | 6340 | 5089.4441 | 5080.878 | 5068.2855
2037 | 8937.0569 | 1443.8493 | 10380.9062 | 1775.1386 | 3315.1395 | 5090.2781 | 15471.1843 | 2.0394 |  |  |  | 2037 | 28 | 7854 | 10380.9062 | 10282.4878 | 10133.9429 | 6388 | 5090.2781 | 5082.2439 | 5070.1178
2038 | 8945.6957 | 1445.245 | 10390.9407 | 1775.4243 | 3315.6729 | 5091.0972 | 15482.0379 | 2.041 |  |  |  | 2038 | 29 | 7784 | 10390.9407 | 10299.2195 | 10157.204 | 6436 | 5091.0972 | 5083.6098 | 5072.0167
2039 | 8954.1869 | 1446.6168 | 10400.8037 | 1775.705 | 3316.1973 | 5091.9023 | 15492.706 | 2.0426 |  |  |  | 2039 | 30 | 7714 | 10400.8037 | 10315.9512 | 10181.2814 | 6484 | 5091.9023 | 5084.9756 | 5073.9822
2040 | 8962.5377 | 1447.9659 | 10410.5036 | 1775.9812 | 3316.713 | 5092.6942 | 15503.1977 | 2.0442 | Anand Natarajan: Gene will forward his files. |  |  | 2040 | 31 | 7644 | 10410.5036 | 10332.6829 | 10206.1749 | 6532 | 5092.6942 | 5086.3415 | 5076.0143
2041 | 8970.7548 | 1449.2934 | 10420.0482 | 1776.2529 | 3317.2204 | 5093.4733 | 15513.5215 | 2.0458 |  |  |  | 2041 | 32 | 7574 | 10420.0482 | 10349.4146 | 10231.8846 | 6580 | 5093.4733 | 5087.7073 | 5078.113
2042 | 8978.8445 | 1450.6004 | 10429.4449 | 1776.5204 | 3317.72 | 5094.2404 | 15523.6853 | 2.0473 |  |  |  | 2042 | 33 | 7504 | 10429.4449 | 10366.1463 | 10258.4105 | 6628 | 5094.2404 | 5089.0732 | 5080.2784
2043 | 8986.8125 | 1451.8877 | 10438.7002 | 1776.7839 | 3318.2121 | 5094.9959 | 15533.6961 | 2.0488 |  |  |  | 2043 | 34 | 7434 | 10438.7002 | 10382.878 | 10285.7525 | 6676 | 5094.9959 | 5090.439 | 5082.5104
2044 | 8994.6642 | 1453.1562 | 10447.8204 | 1777.0435 | 3318.6969 | 5095.7404 | 15543.5608 | 2.0503 |  |  |  | 2044 | 35 | 7364 | 10447.8204 | 10399.6098 | 10313.9108 | 6724 | 5095.7404 | 5091.8049 | 5084.809
2045 | 9002.4045 | 1454.4067 | 10456.8112 | 1777.2995 | 3319.1749 | 5096.4744 | 15553.2856 | 2.0518 |  |  |  | 2045 | 36 | 7294 | 10456.8112 | 10416.3415 | 10342.8852 | 6772 | 5096.4744 | 5093.1707 | 5087.1743
2046 | 9010.038 | 1455.6399 | 10465.678 | 1777.5519 | 3319.6463 | 5097.1982 | 15562.8762 | 2.0532 |  |  |  | 2046 | 37 | 7224 | 10465.678 | 10433.0732 | 10372.6758 | 6820 | 5097.1982 | 5094.5366 | 5089.6062
2047 | 9017.5691 | 1456.8566 | 10474.4257 | 1777.8009 | 3320.1114 | 5097.9123 | 15572.338 | 2.0547 |  |  |  | 2047 | 38 | 7154 | 10474.4257 | 10449.8049 | 10403.2826 | 6868 | 5097.9123 | 5095.9024 | 5092.1047
2048 | 9025.0017 | 1458.0574 | 10483.0591 | 1778.0467 | 3320.5704 | 5098.6171 | 15581.6762 | 2.0561 |  |  |  | 2048 | 39 | 7084 | 10483.0591 | 10466.5366 | 10434.7055 | 6916 | 5098.6171 | 5097.2683 | 5094.6698
2049 | 9032.3396 | 1459.2429 | 10491.5825 | 1778.2893 | 3321.0235 | 5099.3129 | 15590.8954 | 2.0575 |  |  |  | 2049 | 40 | 7014 | 10491.5825 | 10483.2683 | 10466.9447 | 6964 | 5099.3129 | 5098.6341 | 5097.3016
2050 | 9039.5863 | 1460.4137 | 10500 | 1778.5289 | 3321.4711 | 5100 | 15600 | 2.0588 |  |  |  | 2050 | 41 | 6944 | 10500 | 10500 | 10500 | 7012 | 5100 | 5100 | 5100
Note on C10: Source: CA-CP
Note on C11: Source: CA-CP
HOME

## CampusAreaInputs (hidden)
Inputs for Demand Forecast
Existing Space Summary | Gross Square Feet |  |  |  | Forecasted Annual Load Factors (KBTU/GSF) |  |  | Forecasted Peak Diversified Load Factors
Space types for utilities | Main Campus |  |  | Total Main Campus | Electric | Steam | Chilled Water | Electric (W/GSF) | Steam (pph/GSF) | Chilled Water (GSF/ton)
Office/Classroom (Residential) (110, 300) |  |  |  | 0
Light Research (210, 220) |  |  |  | 0
Heavy Research (250/255) |  |  |  | 0
Commercial (Student centers, dining halls) (400, gym, others not included in space analysis) |  |  |  | 0
Other |  |  |  | 0
Total: | 0 | 0 | 0 | 0
Net GSF Additions by 2017 | Gross Square Feet |  |  |  | Forecasted Annual Load Factors (KBTU/GSF) |  |  | Forecasted Peak Diversified Load Factors
Space types for utilities | Main Campus |  |  | Total Main Campus | Electric | Steam | Chilled Water | Electric (W/GSF) | Steam (pph/GSF) | Chilled Water (GSF/ton)
Office/Classroom (Residential) (110, 300) |  |  |  | 0
Light Research (210, 220) |  |  |  | 0
Heavy Research (250/255) |  |  |  | 0
Commercial (Student centers, dining halls) (400, gym, others not included in space analysis) |  |  |  | 0
Other |  |  |  | 0
Total: | 0 | 0 | 0 | 0
Net GSF Additions by 2050 (To be based on enrollment cap) | Gross Square Feet |  |  |  | Forecasted Annual Load Factors (KBTU/GSF) |  |  | Forecasted Peak Diversified Load Factors
Space types for utilities | Main Campus |  |  | Total Main Campus | Electric | Steam | Chilled Water | Electric (W/GSF) | Steam (pph/GSF) | Chilled Water (GSF/ton)
Office/Classroom (Residential) (110, 300) |  |  |  | 0
Light Research (210, 220) |  |  |  | 0
Heavy Research (250/255) |  |  |  | 0
Commercial (Student centers, dining halls) (400, gym, others not included in space analysis) |  |  |  | 0
Other |  |  |  | 0
Total: | 0 | 0 | 0 | 0

## CampusArea
MATH USED TO CALCULATE GROWTH PATTERNS. DO NOT DELETE!
| Campus Area GSF (1,000's) |  |  |  | Total GSF | GSF per Student (Right Axis) | [7 empty] | Starting Year | 2009 | 6606.054 | 6606.054 | 6606.054
| Unrenovated Existing Space | Renovated Existing Space | Net Additions | Sub-Total | [9 empty] | Ending Year | 2050 | 9960.9222 | 9960.9222 | 9960.9222
FYE | GSF | GSF | GSF | GSF | GSF |  | Average Additions Growth Model (1,000 GSF) |  |  | One-Time Additions Not in Average Additions |  |  |  | Slope |  | 523.9424 | 81.8261 | 1.9958
2003 | 5842.305 |  |  | 5842.305 | 5842.305 |  |  | Historical Trend (Default) | Power | Year | 1,000 GSF | Description |  | Power |  | 2 | 0 | 2
2004 | 5842.305 |  |  | 5842.305 | 5842.305 |  |  | Front-loaded to 2050 Value | 2 | 2011 | 110 | The Temple
2005 | 6536.791 |  |  | 6536.791 | 6536.791 |  | x | Straight-line to 2050 Value | Power | 2014 | 80 | University Center
2006 | 6536.791 |  |  | 6536.791 | 6536.791 |  |  | Back-loaded to 2050 Value | 2 | 2012 | 30 | Fieldhouse
2007 | 6562.194 |  |  | 6562.194 | 6562.194 |  | 81.8261 | Average Net BAU Additions per Year | [6 empty] | Total GSF
2008 | 6604.194 |  |  | 6604.194 | 6604.194 | 668.1702 | [8 empty] | Historical Trend | Front-loaded | Straight-line | Back-loaded
2009 | 6606.054 |  |  | 6606.054 | 6606.054 | 673.1255 | 22 | Renovations per Year (1,000 GSF) |  |  |  |  | 2009 |  | 6606.054 | 6606.054 | 6606.054 | 6606.054
2010 | 6584.054 | 22 | 81.8261 | 6687.8801 | 6687.8801 | 674.1043 | Select Only One Option Above | [5 empty] | 2010 | 1 | 6607.914 | 7129.9964 | 6687.8801 | 6608.0498
2011 | 6562.054 | 44 | 163.6521 | 6769.7061 | 6769.7061 | 679.3134 | [6 empty] | 2011 | 2 | 6609.774 | 7347.0204 | 6769.7061 | 6614.037
2012 | 6540.054 | 66 | 355.4782 | 6961.5322 | 6961.5322 | 696.1836 | [6 empty] | 2012 | 3 | 6611.634 | 7513.5488 | 6851.5322 | 6624.0158
2013 | 6518.054 | 88 | 467.3042 | 7073.3582 | 7073.3582 | 705.3418 | [6 empty] | 2013 | 4 | 6613.494 | 7653.9388 | 6933.3582 | 6637.9861
2014 | 6496.054 | 110 | 549.1303 | 7155.1843 | 7155.1843 | 711.7064 | [6 empty] | 2014 | 5 | 6615.354 | 7777.6248 | 7015.1843 | 6655.9479
2015 | 6474.054 | 132 | 710.9563 | 7317.0103 | 7317.0103 | 726.1513 | [6 empty] | 2015 | 6 | 6617.214 | 7889.4455 | 7097.0103 | 6677.9013
2016 | 6452.054 | 154 | 792.7824 | 7398.8364 | 7398.8364 | 732.7428 | [6 empty] | 2016 | 7 | 6619.074 | 7992.2752 | 7178.8364 | 6703.8461
2017 | 6430.054 | 176 | 874.6084 | 7480.6624 | 7480.6624 | 739.4133 | [6 empty] | 2017 | 8 | 6620.934 | 8087.9868 | 7260.6624 | 6733.7825
2018 | 6408.054 | 198 | 956.4345 | 7562.4885 | 7562.4885 | 746.1456 | [6 empty] | 2018 | 9 | 6622.794 | 8177.8811 | 7342.4885 | 6767.7103
2019 | 6386.054 | 220 | 1038.2605 | 7644.3145 | 7644.3145 | 752.9274 | [6 empty] | 2019 | 10 | 6624.654 | 8262.9053 | 7424.3145 | 6805.6297
2020 | 6364.054 | 242 | 1120.0866 | 7726.1406 | 7726.1406 | 759.7494 | [6 empty] | 2020 | 11 | 6626.514 | 8343.7743 | 7506.1406 | 6847.5406
2021 | 6342.054 | 264 | 1201.9126 | 7807.9666 | 7807.9666 | 766.6047 | [6 empty] | 2021 | 12 | 6628.374 | 8421.0436 | 7587.9666 | 6893.4431
2022 | 6320.054 | 286 | 1283.7387 | 7889.7927 | 7889.7927 | 773.4877 | [6 empty] | 2022 | 13 | 6630.234 | 8495.1551 | 7669.7927 | 6943.337
2023 | 6298.054 | 308 | 1365.5647 | 7971.6187 | 7971.6187 | 780.3941 | [6 empty] | 2023 | 14 | 6632.094 | 8566.4669 | 7751.6187 | 6997.2224
2024 | 6276.054 | 330 | 1447.3908 | 8053.4448 | 8053.4448 | 787.3201 | [6 empty] | 2024 | 15 | 6633.954 | 8635.2741 | 7833.4448 | 7055.0994
2025 | 6254.054 | 352 | 1529.2168 | 8135.2708 | 8135.2708 | 794.263 | [6 empty] | 2025 | 16 | 6635.814 | 8701.8235 | 7915.2708 | 7116.9679
2026 | 6232.054 | 374 | 1611.0429 | 8217.0969 | 8217.0969 | 801.2201 | [6 empty] | 2026 | 17 | 6637.674 | 8766.3238 | 7997.0969 | 7182.8279
2027 | 6210.054 | 396 | 1692.8689 | 8298.9229 | 8298.9229 | 808.1895 | [6 empty] | 2027 | 18 | 6639.534 | 8828.9533 | 8078.9229 | 7252.6794
2028 | 6188.054 | 418 | 1774.695 | 8380.749 | 8380.749 | 815.1693 | [6 empty] | 2028 | 19 | 6641.394 | 8889.8659 | 8160.749 | 7326.5224
2029 | 6166.054 | 440 | 1856.5211 | 8462.5751 | 8462.5751 | 822.1581 | [6 empty] | 2029 | 20 | 6643.254 | 8949.1956 | 8242.5751 | 7404.357
2030 | 6144.054 | 462 | 1938.3471 | 8544.4011 | 8544.4011 | 829.1546 | Boundary: Main Campus, Residential, Medical Campus. Excludes parking and farm. | [5 empty] | 2030 | 21 | 6645.114 | 9007.0596 | 8324.4011 | 7486.183
2031 | 6122.054 | 484 | 2020.1732 | 8626.2272 | 8626.2272 | 836.1576 | [6 empty] | 2031 | 22 | 6646.974 | 9063.5616 | 8406.2272 | 7572.0006
2032 | 6100.054 | 506 | 2101.9992 | 8708.0532 | 8708.0532 | 843.1661 | [6 empty] | 2032 | 23 | 6648.834 | 9118.7934 | 8488.0532 | 7661.8097
2033 | 6078.054 | 528 | 2183.8253 | 8789.8793 | 8789.8793 | 850.1793 | [6 empty] | 2033 | 24 | 6650.694 | 9172.837 | 8569.8793 | 7755.6103
2034 | 6056.054 | 550 | 2265.6513 | 8871.7053 | 8871.7053 | 857.1964 | [6 empty] | 2034 | 25 | 6652.554 | 9225.7659 | 8651.7053 | 7853.4024
2035 | 6034.054 | 572 | 2347.4774 | 8953.5314 | 8953.5314 | 864.2167 | [6 empty] | 2035 | 26 | 6654.414 | 9277.6464 | 8733.5314 | 7955.186
2036 | 6012.054 | 594 | 2429.3034 | 9035.3574 | 9035.3574 | 871.2397 | [6 empty] | 2036 | 27 | 6656.274 | 9328.5385 | 8815.3574 | 8060.9611
2037 | 5990.054 | 616 | 2511.1295 | 9117.1835 | 9117.1835 | 878.2647 | [6 empty] | 2037 | 28 | 6658.134 | 9378.4965 | 8897.1835 | 8170.7278
2038 | 5968.054 | 638 | 2592.9555 | 9199.0095 | 9199.0095 | 885.2913 | [6 empty] | 2038 | 29 | 6659.994 | 9427.5701 | 8979.0095 | 8284.486
2039 | 5946.054 | 660 | 2674.7816 | 9280.8356 | 9280.8356 | 892.3191 | [6 empty] | 2039 | 30 | 6661.854 | 9475.8046 | 9060.8356 | 8402.2356
2040 | 5924.054 | 682 | 2756.6076 | 9362.6616 | 9362.6616 | 899.3476 | [6 empty] | 2040 | 31 | 6663.714 | 9523.2417 | 9142.6616 | 8523.9768
2041 | 5902.054 | 704 | 2838.4337 | 9444.4877 | 9444.4877 | 906.3766 | [6 empty] | 2041 | 32 | 6665.574 | 9569.9197 | 9224.4877 | 8649.7096
2042 | 5880.054 | 726 | 2920.2597 | 9526.3137 | 9526.3137 | 913.4056 | [6 empty] | 2042 | 33 | 6667.434 | 9615.8738 | 9306.3137 | 8779.4338
2043 | 5858.054 | 748 | 3002.0858 | 9608.1398 | 9608.1398 | 920.4345 | [6 empty] | 2043 | 34 | 6669.294 | 9661.1368 | 9388.1398 | 8913.1495
2044 | 5836.054 | 770 | 3083.9118 | 9689.9658 | 9689.9658 | 927.4629 | [6 empty] | 2044 | 35 | 6671.154 | 9705.7389 | 9469.9658 | 9050.8568
2045 | 5814.054 | 792 | 3165.7379 | 9771.7919 | 9771.7919 | 934.4906 | [6 empty] | 2045 | 36 | 6673.014 | 9749.7083 | 9551.7919 | 9192.5556
2046 | 5792.054 | 814 | 3247.5639 | 9853.6179 | 9853.6179 | 941.5174 | [6 empty] | 2046 | 37 | 6674.874 | 9793.0711 | 9633.6179 | 9338.2459
2047 | 5770.054 | 836 | 3329.39 | 9935.444 | 9935.444 | 948.5431 | [6 empty] | 2047 | 38 | 6676.734 | 9835.8517 | 9715.444 | 9487.9277
2048 | 5748.054 | 858 | 3411.216 | 10017.27 | 10017.27 | 955.5674 | [6 empty] | 2048 | 39 | 6678.594 | 9878.0731 | 9797.27 | 9641.601
2049 | 5726.054 | 880 | 3493.0421 | 10099.0961 | 10099.0961 | 962.5904 | [6 empty] | 2049 | 40 | 6680.454 | 9919.7566 | 9879.0961 | 9799.2658
2050 | 5704.054 | 902 | 3574.8682 | 10180.9222 | 10180.9222 | 969.6116 | [6 empty] | 2050 | 41 | 6682.314 | 9960.9222 | 9960.9222 | 9960.9222
New Average Additions (1,000 GSF)
[10 empty] | 200 | Dry lab research on west campus, including dental and nursing
[10 empty] | 100 | Net housing additions, Student Life
[10 empty] | 100 | Additional Academic
[10 empty] | 2954.8682 | BAU Reconciliation per historical growth
[10 empty] | 3574.8682 | Total Net Additions Through 2050 per average growth rate since 1980
[10 empty] | BAU | Case (BAU or Revised Growth)
HOME

## UtilityDemand
[16 empty] | MATH USED TO CALCULATE GROWTH PATTERNS. DO NOT DELETE! |  |  |  | MATH USED TO CALCULATE GROWTH PATTERNS. DO NOT DELETE! |  |  |  | MATH USED TO CALCULATE GROWTH PATTERNS. DO NOT DELETE!
| Utility Demand | [5 empty] | Total Utilty Demand | Campus-wide EUI (KBTU per GSF) | [6 empty] | Starting Year | 2009 | 65.5826 | 65.5826 | 65.5826 | 2009 | 102.493 | 102.493 | 102.493 | 2009 | 26.6994 | 26.6994 | 26.6994
| Purchased Electricity | KBTU/GSF | Purchased Steam | KBTU/GSF | Purchased Cooling | KBTU/GSF | [8 empty] | Ending Year | 2050 | 0 | 0 | 0 | 2050 | 0 | 0 | 0 | 2050 | 39.75 | 39.75 | 39.75
FYE | MWh |  | MMBTU |  | MMBTU |  | MMBTU |  | BAU Growth Model | [5 empty] | Slope |  | -10.2423 | -1.5996 | -0.039014 |  | -16.0067 | -2.4998 | -102.493 |  | 2.0382 | 0.31831 | 13.0506
2003 | [11 empty] | Power |  |  | Power |  | 2 | 0 | 2 |  | 2 | 0 | 0 |  | 2 | 0 | 0
2004 | [11 empty] | 2
2005 | [11 empty] | Power
2006 | [11 empty] | 2
2007 | [8 empty] | 65.5826 | Electricity EUI - Existing | [5 empty] | Purchased Electricity |  |  |  | Purchased Steam |  |  |  | Purchased Cooling
2008 | 127878.6202 | 66.0674 | 570142.4186 | 86.3304 | 175570 | 26.5846 | 1182034.2707 | 178.9824 | 102.493 | Purchased Steam EUI - Existing | [5 empty] | Historical Trend | Front-loaded | Straight-line | Back-loaded | Historical Trend | Front-loaded | Straight-line | Back-loaded | Historical Trend | Front-loaded | Straight-line | Back-loaded | 436321.8521
2009 | 126976.0095 | 65.5826 | 677074.416 | 102.493 | 176377.86 | 26.6994 | 1286694.4205 | 194.775 | 26.6994 | Purchased Chilled Water EUI - Existing |  |  |  | 2009 |  | 65.5826 | 65.5826 | 65.5826 | 65.5826 | 102.493 | 102.493 | 102.493 | 102.493 | 26.6994 | 26.6994 | 26.6994 | 26.6994 | 433242.1445
2010 | 128552.6351 | 65.5845 | 685461.0151 | 102.493 | 179442.3946 | 26.831 | 1303525.0008 | 194.9085 | 194.775 | Total EUI - Existing |  |  |  | 2010 | 1 | 65.0978 | 55.3403 | 63.983 | 65.5436 | 118.6557 | 86.4863 | 99.9932 | 0 | 26.8142 | 28.7376 | 27.0177 | 39.75 | 438621.5911
2011 | 130129.2607 | 65.5865 | 693847.6143 | 102.493 | 182506.9291 | 26.9594 | 1320355.581 | 195.0388 | 65.7425 | Electricity EUI - New Space |  | New Space | Total EUI | 2011 | 2 | 64.613 | 51.0978 | 62.3834 | 65.4265 | 134.8183 | 79.8561 | 97.4934 | 0 | 26.929 | 29.5818 | 27.336 | 39.75 | 444001.0376
2012 | 133825.368 | 65.5908 | 713508.4454 | 102.493 | 188515.5603 | 27.0796 | 1358636.1613 | 195.1634 | 102.493 | Purchased Steam EUI - New Space | Generic | 100% | 195 | 2012 | 3 | 64.1282 | 47.8424 | 60.7839 | 65.2315 | 150.981 | 74.7686 | 94.9935 | 0 | 27.0438 | 30.2296 | 27.6543 | 39.75 | 456612.1555
2013 | 135980.034 | 65.5932 | 724969.8351 | 102.493 | 192383.0303 | 27.1983 | 1381316.7415 | 195.2844 | 26.7645 | Purchased Chilled Water EUI - New Space |  |  |  | 2013 | 4 | 63.6434 | 45.098 | 59.1843 | 64.9584 | 167.1437 | 70.4796 | 92.4937 | 0 | 27.1587 | 30.7757 | 27.9727 | 39.75 | 463963.8761
2014 | 137556.6596 | 65.5949 | 733356.4343 | 102.493 | 195447.5648 | 27.3155 | 1398147.3217 | 195.4034 | 195 | Total EUI - New Space |  |  |  | 2014 | 5 | 63.1586 | 42.6802 | 57.5847 | 64.6072 | 183.3063 | 66.7009 | 89.9939 | 0 | 27.2735 | 31.2569 | 28.291 | 39.75 | 469343.3226
2015 | 140674.7264 | 65.5981 | 749942.4749 | 102.493 | 200653.2605 | 27.4228 | 1430577.902 | 195.514 | 0 | Electricity EUI - Incremental From Renovations |  |  |  | 2015 | 6 | 62.6738 | 40.4942 | 55.9851 | 64.1781 | 199.469 | 63.2847 | 87.494 | 0 | 27.3883 | 31.6919 | 28.6093 | 39.75 | 479982.1665
2016 | 142251.352 | 65.5997 | 758329.074 | 102.493 | 203717.7951 | 27.5338 | 1447408.4822 | 195.6265 | 0 | Purchased Steam EUI - Incremental From Renovations |  |  |  | 2016 | 7 | 62.189 | 38.4841 | 54.3856 | 63.6709 | 215.6317 | 60.1432 | 84.9942 | 0 | 27.5031 | 32.0919 | 28.9276 | 39.75 | 485361.6131
2017 | 143827.9776 | 65.6013 | 766715.6731 | 102.493 | 206782.3297 | 27.6422 | 1464239.0625 | 195.7366 | 39.75 | Purchased Chilled Water EUI - Incremental From Renovations |  |  |  | 2017 | 8 | 61.7042 | 36.613 | 52.786 | 63.0857 | 231.7943 | 57.2192 | 82.4944 | 0 | 27.6179 | 32.4642 | 29.2459 | 39.75 | 490741.0596
2018 | 145404.6032 | 65.6028 | 775102.2723 | 102.493 | 209846.8642 | 27.7484 | 1481069.6427 | 195.8442 | 39.75 | Total EUI - Incremental From Renovations |  |  |  | 2018 | 9 | 61.2194 | 34.8558 | 51.1864 | 62.4225 | 247.957 | 54.4729 | 79.9946 | 0 | 27.7327 | 32.8139 | 29.5642 | 39.75 | 496120.5062
2019 | 146981.2288 | 65.6043 | 783488.8714 | 102.493 | 212911.3988 | 27.8523 | 1497900.223 | 195.9496 | [5 empty] | 2019 | 10 | 60.7346 | 33.1937 | 49.5868 | 61.6812 | 264.1196 | 51.8753 | 77.4947 | 0 | 27.8475 | 33.1446 | 29.8825 | 39.75 | 501499.9527
2020 | 148557.8544 | 65.6058 | 791875.4705 | 102.493 | 215975.9334 | 27.9539 | 1514730.8032 | 196.0527 | Select Only One Option Above |  |  |  |  | 2020 | 11 | 60.2498 | 31.6128 | 47.9873 | 60.8619 | 280.2823 | 49.4047 | 74.9949 | 0 | 27.9623 | 33.4592 | 30.2008 | 39.75 | 506879.3993
2021 | 150134.48 | 65.6072 | 800262.0697 | 102.493 | 219040.4679 | 28.0535 | 1531561.3834 | 196.1537 | [5 empty] | 2021 | 12 | 59.765 | 30.1023 | 46.3877 | 59.9646 | 296.445 | 47.0441 | 72.4951 | 0 | 28.0771 | 33.7598 | 30.5191 | 39.75 | 512258.8458
2022 | 151711.1056 | 65.6086 | 808648.6688 | 102.493 | 222105.0025 | 28.1509 | 1548391.9637 | 196.2526 | [5 empty] | 2022 | 13 | 59.2802 | 28.6535 | 44.7881 | 58.9892 | 312.6076 | 44.78 | 69.9952 | 0 | 28.1919 | 34.0481 | 30.8374 | 39.75 | 517638.2924
2023 | 153287.7312 | 65.61 | 817035.2679 | 102.493 | 225169.537 | 28.2464 | 1565222.5439 | 196.3494 | [5 empty] | 2023 | 14 | 58.7954 | 27.2595 | 43.1885 | 57.9358 | 328.7703 | 42.6014 | 67.4954 | 0 | 28.3067 | 34.3255 | 31.1557 | 39.75 | 523017.7389
2024 | 154864.3568 | 65.6113 | 825421.8671 | 102.493 | 228234.0716 | 28.3399 | 1582053.1242 | 196.4443 | [5 empty] | 2024 | 15 | 58.3106 | 25.9144 | 41.589 | 56.8044 | 344.933 | 40.4993 | 64.9956 | 0 | 28.4215 | 34.5932 | 31.474 | 39.75 | 528397.1855
2025 | 156440.9824 | 65.6126 | 833808.4662 | 102.493 | 231298.6062 | 28.4316 | 1598883.7044 | 196.5372 | [5 empty] | 2025 | 16 | 57.8258 | 24.6135 | 39.9894 | 55.595 | 361.0956 | 38.4661 | 62.4957 | 0 | 28.5363 | 34.8521 | 31.7923 | 39.75 | 533776.632
2026 | 158017.608 | 65.6139 | 842195.0653 | 102.493 | 234363.1407 | 28.5214 | 1615714.2846 | 196.6284 | [5 empty] | 2026 | 17 | 57.341 | 23.3526 | 38.3898 | 54.3075 | 377.2583 | 36.4956 | 59.9959 | 0 | 28.6511 | 35.103 | 32.1106 | 39.75 | 539156.0786
2027 | 159594.2336 | 65.6152 | 850581.6644 | 102.493 | 237427.6753 | 28.6095 | 1632544.8649 | 196.7177 | [5 empty] | 2027 | 18 | 56.8563 | 22.1283 | 36.7902 | 52.942 | 393.4209 | 34.5823 | 57.4961 | 0 | 28.7659 | 35.3466 | 32.4289 | 39.75 | 544535.5251
2028 | 161170.8592 | 65.6164 | 858968.2636 | 102.493 | 240492.2099 | 28.6958 | 1649375.4451 | 196.8053 | [5 empty] | 2028 | 19 | 56.3715 | 20.9375 | 35.1907 | 51.4985 | 409.5836 | 32.7213 | 54.9963 | 0 | 28.8807 | 35.5835 | 32.7473 | 39.75 | 549914.9717
2029 | 162747.4848 | 65.6177 | 867354.8627 | 102.493 | 243556.7444 | 28.7805 | 1666206.0254 | 196.8911 | [5 empty] | 2029 | 20 | 55.8867 | 19.7777 | 33.5911 | 49.977 | 425.7463 | 30.9088 | 52.4964 | 0 | 28.9955 | 35.8143 | 33.0656 | 39.75 | 555294.4182
2030 | 164324.1104 | 65.6189 | 875741.4618 | 102.493 | 246621.279 | 28.8635 | 1683036.6056 | 196.9754 | [5 empty] | 2030 | 21 | 55.4019 | 18.6466 | 31.9915 | 48.3774 | 441.9089 | 29.141 | 49.9966 | 0 | 29.1103 | 36.0394 | 33.3839 | 39.75 | 560673.8648
2031 | 165900.736 | 65.62 | 884128.061 | 102.493 | 249685.8135 | 28.945 | 1699867.1859 | 197.058 | [5 empty] | 2031 | 22 | 54.9171 | 17.542 | 30.3919 | 46.6998 | 458.0716 | 27.4148 | 47.4968 | 0 | 29.2252 | 36.2592 | 33.7022 | 39.75 | 566053.3113
2032 | 167477.3616 | 65.6212 | 892514.6601 | 102.493 | 252750.3481 | 29.0249 | 1716697.7661 | 197.1391 | [5 empty] | 2032 | 23 | 54.4323 | 16.4623 | 28.7924 | 44.9442 | 474.2343 | 25.7275 | 44.9969 | 0 | 29.34 | 36.4741 | 34.0205 | 39.75 | 571432.7579
2033 | 169053.9872 | 65.6223 | 900901.2592 | 102.493 | 255814.8827 | 29.1033 | 1733528.3463 | 197.2187 | [5 empty] | 2033 | 24 | 53.9475 | 15.4059 | 27.1928 | 43.1105 | 490.3969 | 24.0764 | 42.4971 | 0 | 29.4548 | 36.6843 | 34.3388 | 39.75 | 576812.2044
2034 | 170630.6128 | 65.6234 | 909287.8584 | 102.493 | 258879.4172 | 29.1803 | 1750358.9266 | 197.2968 | [5 empty] | 2034 | 25 | 53.4627 | 14.3712 | 25.5932 | 41.1988 | 506.5596 | 22.4594 | 39.9973 | 0 | 29.5696 | 36.8902 | 34.6571 | 39.75 | 582191.651
2035 | 172207.2384 | 65.6245 | 917674.4575 | 102.493 | 261943.9518 | 29.2559 | 1767189.5068 | 197.3735 | [5 empty] | 2035 | 26 | 52.9779 | 13.357 | 23.9936 | 39.2091 | 522.7223 | 20.8744 | 37.4974 | 0 | 29.6844 | 37.092 | 34.9754 | 39.75 | 587571.0975
2036 | 173783.864 | 65.6256 | 926061.0566 | 102.493 | 265008.4864 | 29.3302 | 1784020.0871 | 197.4488 | [5 empty] | 2036 | 27 | 52.4931 | 12.3621 | 22.3941 | 37.1414 | 538.8849 | 19.3197 | 34.9976 | 0 | 29.7992 | 37.29 | 35.2937 | 39.75 | 592950.5441
2037 | 175360.4896 | 65.6266 | 934447.6557 | 102.493 | 268073.0209 | 29.4031 | 1800850.6673 | 197.5227 | [5 empty] | 2037 | 28 | 52.0083 | 11.3855 | 20.7945 | 34.9956 | 555.0476 | 17.7934 | 32.4978 | 0 | 29.914 | 37.4843 | 35.612 | 39.75 | 598329.9906
2038 | 176937.1152 | 65.6277 | 942834.2549 | 102.493 | 271137.5555 | 29.4746 | 1817681.2476 | 197.5953 | [5 empty] | 2038 | 29 | 51.5235 | 10.4262 | 19.1949 | 32.7718 | 571.2102 | 16.2942 | 29.998 | 0 | 30.0288 | 37.6752 | 35.9303 | 39.75 | 603709.4372
2039 | 178513.7408 | 65.6287 | 951220.854 | 102.493 | 274202.0901 | 29.545 | 1834511.8278 | 197.6667 | [5 empty] | 2039 | 30 | 51.0387 | 9.4833 | 17.5953 | 30.47 | 587.3729 | 14.8206 | 27.4981 | 0 | 30.1436 | 37.8629 | 36.2486 | 39.75 | 609088.8838
2040 | 180090.3664 | 65.6297 | 959607.4531 | 102.493 | 277266.6246 | 29.6141 | 1851342.408 | 197.7368 | Include NG, remove parking structures |  |  |  |  | 2040 | 31 | 50.5539 | 8.556 | 15.9958 | 28.0901 | 603.5356 | 13.3714 | 24.9983 | 0 | 30.2584 | 38.0474 | 36.5669 | 39.75 | 614468.3303
2041 | 181666.992 | 65.6306 | 967994.0523 | 102.493 | 280331.1592 | 29.682 | 1868172.9883 | 197.8056 | [5 empty] | 2041 | 32 | 50.0691 | 7.6435 | 14.3962 | 25.6322 | 619.6982 | 11.9453 | 22.4985 | 0 | 30.3732 | 38.229 | 36.8852 | 39.75 | 619847.7769
2042 | 183243.6176 | 65.6316 | 976380.6514 | 102.493 | 283395.6937 | 29.7487 | 1885003.5685 | 197.8733 | [5 empty] | 2042 | 33 | 49.5843 | 6.7452 | 12.7966 | 23.0963 | 635.8609 | 10.5414 | 19.9986 | 0 | 30.488 | 38.4077 | 37.2035 | 39.75 | 625227.2234
2043 | 184820.2432 | 65.6325 | 984767.2505 | 102.493 | 286460.2283 | 29.8143 | 1901834.1488 | 197.9399 | [5 empty] | 2043 | 34 | 49.0995 | 5.8603 | 11.197 | 20.4824 | 652.0236 | 9.1586 | 17.4988 | 0 | 30.6028 | 38.5838 | 37.5219 | 39.75 | 630606.67
2044 | 186396.8688 | 65.6335 | 993153.8496 | 102.493 | 289524.7629 | 29.8788 | 1918664.729 | 198.0053 | [5 empty] | 2044 | 35 | 48.6147 | 4.9884 | 9.5975 | 17.7904 | 668.1862 | 7.796 | 14.999 | 0 | 30.7176 | 38.7573 | 37.8402 | 39.75 | 635986.1165
2045 | 187973.4944 | 65.6344 | 1001540.4488 | 102.493 | 292589.2974 | 29.9422 | 1935495.3093 | 198.0696 | [5 empty] | 2045 | 36 | 48.1299 | 4.1289 | 7.9979 | 15.0204 | 684.3489 | 6.4527 | 12.4991 | 0 | 30.8324 | 38.9284 | 38.1585 | 39.75 | 641365.5631
2046 | 189550.12 | 65.6353 | 1009927.0479 | 102.493 | 295653.832 | 30.0046 | 1952325.8895 | 198.1329 | [5 empty] | 2046 | 37 | 47.6451 | 3.2812 | 6.3983 | 12.1724 | 700.5115 | 5.1279 | 9.9993 | 0 | 30.9472 | 39.0971 | 38.4768 | 39.75 | 646745.0096
2047 | 191126.7456 | 65.6362 | 1018313.647 | 102.493 | 298718.3666 | 30.0659 | 1969156.4697 | 198.1951 | [5 empty] | 2047 | 38 | 47.1603 | 2.4449 | 4.7987 | 9.2463 | 716.6742 | 3.821 | 7.4995 | 0 | 31.062 | 39.2635 | 38.7951 | 39.75 | 652124.4562
2048 | 192703.3712 | 65.637 | 1026700.2462 | 102.493 | 301782.9011 | 30.1263 | 1985987.05 | 198.2563 | [5 empty] | 2048 | 39 | 46.6755 | 1.6196 | 3.1992 | 6.2422 | 732.8369 | 2.5311 | 4.9997 | 0 | 31.1768 | 39.4277 | 39.1134 | 39.75 | 657503.9027
2049 | 194279.9968 | 65.6379 | 1035086.8453 | 102.493 | 304847.4357 | 30.1856 | 2002817.6302 | 198.3165 | [5 empty] | 2049 | 40 | 46.1907 | 0.80472 | 1.5996 | 3.1601 | 748.9995 | 1.2576 | 2.4998 | 0 | 31.2917 | 39.5899 | 39.4317 | 39.75 | 662883.3493
2050 | 195856.6225 | 65.6387 | 1043473.4444 | 102.493 | 307911.9702 | 30.244 | 2019648.2105 | 198.3758 | 2008-2009 jump: renovation of ARC and data centers |  |  |  |  | 2050 | 41 | 45.7059 | 0 | 0 | 0 | 765.1622 | 0 | 0 | 0 | 31.4065 | 39.75 | 39.75 | 39.75 | 668262.7958
Utility Demand (MMBTU)
Note on C10: Source: CA-CP
Note on C11: Source: CA-CP
HOME

## PrimaryEnergyInputs (hidden)
Link to Primary Energy Detail
| #REF! |  |  | Total Campus EUI
| NG EUI | Electric EUI | Total EUI
FYE | KBTU/GSF | KBTU/GSF | KBTU/GSF | KBTU/GSF
2004 | #VALUE! | #VALUE! | #VALUE! | #VALUE!
2005 | #VALUE! | #VALUE! | #VALUE! | #VALUE!
2006 | #VALUE! | #VALUE! | #VALUE! | #VALUE!
2007 | #REF! | #REF! | #REF! | #REF!
2008 | #REF! | #REF! | #REF! | #REF!
2009 | #REF! | #REF! | #REF! | #REF!
2010 | #REF! | #REF! | #REF! | #REF!
2011 | #REF! | #REF! | #REF! | #REF!
2012 | #REF! | #REF! | #REF! | #REF!
2013 | #REF! | #REF! | #REF! | #REF!
2014 | #REF! | #REF! | #REF! | #REF!
2015 | #REF! | #REF! | #REF! | #REF!
2016 | #REF! | #REF! | #REF! | #REF!
2017 | #REF! | #REF! | #REF! | #REF!
2018 | #REF! | #REF! | #REF! | #REF!
2019 | #REF! | #REF! | #REF! | #REF!
2020 | #REF! | #REF! | #REF! | #REF!
2021 | #REF! | #REF! | #REF! | #REF!
2022 | #REF! | #REF! | #REF! | #REF!
2023 | #REF! | #REF! | #REF! | #REF!
2024 | #REF! | #REF! | #REF! | #REF!
2025 | #REF! | #REF! | #REF! | #REF!
2026 | #REF! | #REF! | #REF! | #REF!
2027 | #REF! | #REF! | #REF! | #REF!
2028 | #REF! | #REF! | #REF! | #REF!
2029 | #REF! | #REF! | #REF! | #REF!
2030 | #REF! | #REF! | #REF! | #REF!
2031 | #REF! | #REF! | #REF! | #REF!
2032 | #REF! | #REF! | #REF! | #REF!
2033 | #REF! | #REF! | #REF! | #REF!
2034 | #REF! | #REF! | #REF! | #REF!
2035 | #REF! | #REF! | #REF! | #REF!
2036 | #REF! | #REF! | #REF! | #REF!
2037 | #REF! | #REF! | #REF! | #REF!
2038 | #REF! | #REF! | #REF! | #REF!
2039 | #REF! | #REF! | #REF! | #REF!
2040 | #REF! | #REF! | #REF! | #REF!
2041 | #REF! | #REF! | #REF! | #REF!
2042 | #REF! | #REF! | #REF! | #REF!
2043 | #REF! | #REF! | #REF! | #REF!
2044 | #REF! | #REF! | #REF! | #REF!
2045 | #REF! | #REF! | #REF! | #REF!
2046 | #REF! | #REF! | #REF! | #REF!
2047 | #REF! | #REF! | #REF! | #REF!
2048 | #REF! | #REF! | #REF! | #REF!
2049 | #REF! | #REF! | #REF! | #REF!
2050 | #REF! | #REF! | #REF! | #REF!
HOME

## PrimaryEnergy (hidden)
| Return to Primary Energy Overview |  |  | Return to Primary Energy Inputs/Overview
| #REF! | [6 empty] | Total Campus NG Consumption | Total Campus Electricity Consumption | Total Campus Energy Consumption | Total Campus EUI (Right Axis)
| NG Consumption | NG EUI | Electricity Consumption | Electricity Consumption | Electric EUI | Total Primary Energy | Total EUI
FYE | MMBTU | KBTU/GSF | MWh | MMBTU | KBTU/GSF | MMBTU | KBTU/GSF | MMBTU | MMBTU | MMBTU | KBTU/GSF
2004 | #VALUE! | #VALUE! | #VALUE! | #VALUE! | #VALUE! | #VALUE! | #VALUE! | #VALUE! | #VALUE! | #VALUE! | #VALUE!
2005 | #VALUE! | #VALUE! | #VALUE! | #VALUE! | #VALUE! | #VALUE! | #VALUE! | #VALUE! | #VALUE! | #VALUE! | #VALUE!
2006 | #VALUE! | #VALUE! | #VALUE! | #VALUE! | #VALUE! | #VALUE! | #VALUE! | #VALUE! | #VALUE! | #VALUE! | #VALUE!
2007 | #REF! | #REF! | #REF! | #REF! | #REF! | #REF! | #REF! | #REF! | #REF! | #REF! | #REF!
2008 | #REF! | #REF! | #REF! | #REF! | #REF! | #REF! | #REF! | #REF! | #REF! | #REF! | #REF!
2009 | #REF! | #REF! | #REF! | #REF! | #REF! | #REF! | #REF! | #REF! | #REF! | #REF! | #REF!
2010 | #REF! | #REF! | #REF! | #REF! | #REF! | #REF! | #REF! | #REF! | #REF! | #REF! | #REF!
2011 | #REF! | #REF! | #REF! | #REF! | #REF! | #REF! | #REF! | #REF! | #REF! | #REF! | #REF!
2012 | #REF! | #REF! | #REF! | #REF! | #REF! | #REF! | #REF! | #REF! | #REF! | #REF! | #REF!
2013 | #REF! | #REF! | #REF! | #REF! | #REF! | #REF! | #REF! | #REF! | #REF! | #REF! | #REF!
2014 | #REF! | #REF! | #REF! | #REF! | #REF! | #REF! | #REF! | #REF! | #REF! | #REF! | #REF!
2015 | #REF! | #REF! | #REF! | #REF! | #REF! | #REF! | #REF! | #REF! | #REF! | #REF! | #REF!
2016 | #REF! | #REF! | #REF! | #REF! | #REF! | #REF! | #REF! | #REF! | #REF! | #REF! | #REF!
2017 | #REF! | #REF! | #REF! | #REF! | #REF! | #REF! | #REF! | #REF! | #REF! | #REF! | #REF!
2018 | #REF! | #REF! | #REF! | #REF! | #REF! | #REF! | #REF! | #REF! | #REF! | #REF! | #REF!
2019 | #REF! | #REF! | #REF! | #REF! | #REF! | #REF! | #REF! | #REF! | #REF! | #REF! | #REF!
2020 | #REF! | #REF! | #REF! | #REF! | #REF! | #REF! | #REF! | #REF! | #REF! | #REF! | #REF!
2021 | #REF! | #REF! | #REF! | #REF! | #REF! | #REF! | #REF! | #REF! | #REF! | #REF! | #REF!
2022 | #REF! | #REF! | #REF! | #REF! | #REF! | #REF! | #REF! | #REF! | #REF! | #REF! | #REF!
2023 | #REF! | #REF! | #REF! | #REF! | #REF! | #REF! | #REF! | #REF! | #REF! | #REF! | #REF!
2024 | #REF! | #REF! | #REF! | #REF! | #REF! | #REF! | #REF! | #REF! | #REF! | #REF! | #REF!
2025 | #REF! | #REF! | #REF! | #REF! | #REF! | #REF! | #REF! | #REF! | #REF! | #REF! | #REF!
2026 | #REF! | #REF! | #REF! | #REF! | #REF! | #REF! | #REF! | #REF! | #REF! | #REF! | #REF!
2027 | #REF! | #REF! | #REF! | #REF! | #REF! | #REF! | #REF! | #REF! | #REF! | #REF! | #REF!
2028 | #REF! | #REF! | #REF! | #REF! | #REF! | #REF! | #REF! | #REF! | #REF! | #REF! | #REF!
2029 | #REF! | #REF! | #REF! | #REF! | #REF! | #REF! | #REF! | #REF! | #REF! | #REF! | #REF!
2030 | #REF! | #REF! | #REF! | #REF! | #REF! | #REF! | #REF! | #REF! | #REF! | #REF! | #REF!
2031 | #REF! | #REF! | #REF! | #REF! | #REF! | #REF! | #REF! | #REF! | #REF! | #REF! | #REF!
2032 | #REF! | #REF! | #REF! | #REF! | #REF! | #REF! | #REF! | #REF! | #REF! | #REF! | #REF!
2033 | #REF! | #REF! | #REF! | #REF! | #REF! | #REF! | #REF! | #REF! | #REF! | #REF! | #REF!
2034 | #REF! | #REF! | #REF! | #REF! | #REF! | #REF! | #REF! | #REF! | #REF! | #REF! | #REF!
2035 | #REF! | #REF! | #REF! | #REF! | #REF! | #REF! | #REF! | #REF! | #REF! | #REF! | #REF!
2036 | #REF! | #REF! | #REF! | #REF! | #REF! | #REF! | #REF! | #REF! | #REF! | #REF! | #REF!
2037 | #REF! | #REF! | #REF! | #REF! | #REF! | #REF! | #REF! | #REF! | #REF! | #REF! | #REF!
2038 | #REF! | #REF! | #REF! | #REF! | #REF! | #REF! | #REF! | #REF! | #REF! | #REF! | #REF!
2039 | #REF! | #REF! | #REF! | #REF! | #REF! | #REF! | #REF! | #REF! | #REF! | #REF! | #REF!
2040 | #REF! | #REF! | #REF! | #REF! | #REF! | #REF! | #REF! | #REF! | #REF! | #REF! | #REF!
2041 | #REF! | #REF! | #REF! | #REF! | #REF! | #REF! | #REF! | #REF! | #REF! | #REF! | #REF!
2042 | #REF! | #REF! | #REF! | #REF! | #REF! | #REF! | #REF! | #REF! | #REF! | #REF! | #REF!
2043 | #REF! | #REF! | #REF! | #REF! | #REF! | #REF! | #REF! | #REF! | #REF! | #REF! | #REF!
2044 | #REF! | #REF! | #REF! | #REF! | #REF! | #REF! | #REF! | #REF! | #REF! | #REF! | #REF!
2045 | #REF! | #REF! | #REF! | #REF! | #REF! | #REF! | #REF! | #REF! | #REF! | #REF! | #REF!
2046 | #REF! | #REF! | #REF! | #REF! | #REF! | #REF! | #REF! | #REF! | #REF! | #REF! | #REF!
2047 | #REF! | #REF! | #REF! | #REF! | #REF! | #REF! | #REF! | #REF! | #REF! | #REF! | #REF!
2048 | #REF! | #REF! | #REF! | #REF! | #REF! | #REF! | #REF! | #REF! | #REF! | #REF! | #REF!
2049 | #REF! | #REF! | #REF! | #REF! | #REF! | #REF! | #REF! | #REF! | #REF! | #REF! | #REF!
2050 | #REF! | #REF! | #REF! | #REF! | #REF! | #REF! | #REF! | #REF! | #REF! | #REF! | #REF!
HOME

## GHG Emissions
| Return to 2009 Inventory |  | Return to GHG Forecast Chart |  |  |  | Link to Financial Exposure
| SCOPE 1 | [5 empty] | TOTAL SCOPE 1 | SCOPE 2 |  |  | TOTAL SCOPE 2 | SCOPE 3 | [6 empty] | TOTAL SCOPE 3 | OFFSETS | TOTAL GHG EMISSIONS | GHG EMISSIONS PER KGSF
FYE | NATURAL GAS | REFRIGERANTS | FUEL OIL | VEHICLE (GAS) | VEHICLE (BIODIESEL) | AGRICULTURE |  | PURCHASED ELECTRICITY | PURCHASED STEAM | PURCHASED CHILLED WATER |  | FACULTY/STAFF COMMUTING | STUDENT COMMUTING | AIR TRAVEL | SOLID WASTE | WASTEWATER | PAPER PURCHASING | SCOPE 2 T&D LOSSES |  | SEQUESTRATION
|  |  |  | MTCDE | MTCDE | MTCDE | MTCDE | MTCDE |  |  |  | MTCDE | MTCDE | MTCDE | MTCDE | MTCDE | MTCDE | MTCDE | MTCDE | MTCDE | MTCDE | MTCDE
Row | 1 | 2 | 3 | 4 | 5 | 6 |  | 7 | 8 | 9 |  | 10 | 11 | 12 | 13 | 14 | 15 | 16 |  | 17 | 15 | 15
2004
2005
2006 | [21 empty] | #N/A
2007 | [21 empty] | #N/A
2008 | [21 empty] | #N/A
2009 | 5189.1397 | 13341.966 | 18.5958 | 410.5633 | 154.7994 | 54.7273 | 19169.7914 | 89079.4896 | 72972.6995 | 20950.9332 | 183003.1222 | 9334.7026 | 6811.696 | 27866.4042 | 2521.2314 | 129.4916 | 760.2501 | 13753.4085 | 61177.1845 | -131.6682 | 263218.4299 | 39.845 | #REF!
2010 | 5253.4151 | 13507.2266 | 18.8261 | 413.7653 | 156.0067 | 54.7273 | 19403.9672 | 90185.5647 | 73876.5777 | 21314.952 | 185377.0943 | 9407.5061 | 6874.1373 | 28083.7406 | 2540.8951 | 131.0956 | 761.5683 | 13924.1807 | 61723.1238 | -132.6951 | 266371.4901 | 39.829 | #REF!
2011 | 5317.6905 | 13672.4872 | 19.0565 | 415.0917 | 156.5068 | 54.7273 | 19635.5599 | 91291.6398 | 74780.4558 | 21678.9708 | 187751.0664 | 9437.6622 | 6899.9381 | 28173.7643 | 2549.04 | 132.6995 | 762.1143 | 14094.953 | 62050.1716 | -133.1205 | 269303.6774 | 39.7807 | #REF!
2012 | 5468.3723 | 14059.9101 | 19.5964 | 416.1094 | 156.8905 | 54.7273 | 20175.6061 | 93884.6284 | 76899.4311 | 22392.7023 | 193176.7617 | 9460.8019 | 6919.7107 | 28242.842 | 2555.2899 | 136.4597 | 762.5333 | 14495.2969 | 62572.9343 | -133.4469 | 275791.8553 | 39.6165 | #REF!
2013 | 5556.2131 | 14285.7604 | 19.9112 | 416.9674 | 157.214 | 54.7273 | 20490.7935 | 95396.2254 | 78134.6993 | 22852.0972 | 196383.022 | 9480.3095 | 6936.3629 | 28301.0771 | 2560.5587 | 138.6517 | 762.8865 | 14728.6796 | 62908.5261 | -133.722 | 279648.6195 | 39.5355 | #REF!
2014 | 5620.4885 | 14451.021 | 20.1416 | 417.7233 | 157.4991 | 54.7273 | 20721.6007 | 96502.3005 | 79038.5775 | 23216.1161 | 198756.9941 | 9497.4961 | 6951.021 | 28352.3833 | 2565.2007 | 140.2557 | 763.1977 | 14899.4518 | 63169.0062 | -133.9645 | 282513.6366 | 39.4838 | #REF!
2015 | 5747.6049 | 14777.8542 | 20.5971 | 418.4067 | 157.7567 | 54.7273 | 21176.9469 | 98689.7673 | 80826.1626 | 23834.4713 | 203350.4012 | 9513.0339 | 6964.2627 | 28398.7676 | 2569.3974 | 143.4278 | 763.479 | 15237.1852 | 63589.5536 | -134.1836 | 287982.7181 | 39.358 | #REF!
2016 | 5811.8803 | 14943.1148 | 20.8274 | 419.0352 | 157.9937 | 54.7273 | 21407.5787 | 99795.8424 | 81730.0408 | 24198.4902 | 205724.3733 | 9527.3225 | 6976.431 | 28441.4224 | 2573.2566 | 145.0317 | 763.7377 | 15407.9575 | 63835.1594 | -134.3852 | 290832.7262 | 39.3079 | #REF!
2017 | 5876.1557 | 15108.3754 | 21.0578 | 419.6201 | 158.2142 | 54.7273 | 21638.1505 | 100901.9175 | 82633.9189 | 24562.509 | 208098.3454 | 9540.6219 | 6987.7496 | 28481.1245 | 2576.8487 | 146.6357 | 763.9785 | 15578.7297 | 64075.6886 | -134.5728 | 293677.6117 | 39.2582 | #REF!
2018 | 5940.4311 | 15273.6359 | 21.2881 | 420.1695 | 158.4214 | 54.7273 | 21868.6734 | 102007.9926 | 83537.7971 | 24926.5278 | 210472.3175 | 9553.113 | 6998.3738 | 28518.4135 | 2580.2224 | 148.2396 | 764.2047 | 15749.5019 | 64312.069 | -134.749 | 296518.3109 | 39.2091 | #REF!
2019 | 6004.7065 | 15438.8965 | 21.5185 | 420.6891 | 158.6173 | 54.7273 | 22099.1553 | 103114.0677 | 84441.6753 | 25290.5466 | 212846.2896 | 9564.9274 | 7008.4166 | 28553.6824 | 2583.4134 | 149.8436 | 764.4186 | 15920.2741 | 64544.9761 | -134.9156 | 299355.5053 | 39.1605 | #REF!
2020 | 6068.9819 | 15604.1571 | 21.7488 | 421.1833 | 158.8036 | 54.7273 | 22329.6022 | 104220.1428 | 85345.5534 | 25654.5654 | 215220.2616 | 9576.1644 | 7017.9635 | 28587.2276 | 2586.4484 | 151.4475 | 764.6221 | 16091.0464 | 64774.9199 | -135.0741 | 302189.7096 | 39.1126 | #REF!
2021 | 6133.2573 | 15769.4177 | 21.9791 | 421.6556 | 158.9817 | 54.7273 | 22560.0188 | 105326.2179 | 86249.4316 | 26018.5842 | 217594.2337 | 9586.9012 | 7027.0806 | 28619.2797 | 2589.3483 | 153.0515 | 764.8165 | 16261.8186 | 65002.2964 | -135.2255 | 305021.3234 | 39.0654 | #REF!
2022 | 6197.5328 | 15934.6783 | 22.2095 | 422.1085 | 159.1525 | 54.7273 | 22790.4088 | 106432.293 | 87153.3098 | 26382.603 | 219968.2058 | 9597.1992 | 7035.8207 | 28650.0219 | 2592.1298 | 154.6554 | 765.0029 | 16432.5908 | 65227.4208 | -135.3708 | 307850.6647 | 39.0189 | #REF!
2023 | 6261.8082 | 16099.9389 | 22.4398 | 422.5443 | 159.3168 | 54.7273 | 23020.7753 | 107538.3681 | 88057.1879 | 26746.6218 | 222342.1779 | 9607.1082 | 7044.2267 | 28679.6027 | 2594.8061 | 156.2594 | 765.1823 | 16603.3631 | 65450.5485 | -135.5106 | 310677.9912 | 38.973 | #REF!
2024 | 6326.0836 | 16265.1995 | 22.6701 | 422.9648 | 159.4753 | 54.7273 | 23251.1207 | 108644.4433 | 88961.0661 | 27110.6406 | 224716.15 | 9616.6692 | 7052.3337 | 28708.1446 | 2597.3885 | 157.8633 | 765.3555 | 16774.1353 | 65671.8901 | -135.6454 | 313503.5153 | 38.9279 | #REF!
2025 | 6390.359 | 16430.4601 | 22.9005 | 423.3716 | 159.6287 | 54.7273 | 23481.4471 | 109750.5184 | 89864.9442 | 27474.6595 | 227090.1221 | 9625.9165 | 7060.1712 | 28735.75 | 2599.8861 | 159.4673 | 765.5229 | 16944.9075 | 65891.6214 | -135.7759 | 316327.4147 | 38.8835 | #REF!
2026 | 6454.6344 | 16595.7207 | 23.1308 | 423.7658 | 159.7773 | 54.7273 | 23711.7563 | 110856.5935 | 90768.8224 | 27838.6783 | 229464.0941 | 9634.879 | 7067.7641 | 28762.5053 | 2602.3068 | 161.0712 | 765.6852 | 17115.6797 | 66109.8913 | -135.9023 | 319149.8394 | 38.8397 | #REF!
2027 | 6518.9098 | 16760.9813 | 23.3612 | 424.1485 | 159.9216 | 54.7273 | 23942.0497 | 111962.6686 | 91672.7006 | 28202.6971 | 231838.0662 | 9643.5816 | 7075.1337 | 28788.4846 | 2604.6573 | 162.6752 | 765.8427 | 17286.452 | 66326.827 | -136.025 | 321970.9179 | 38.7967 | #REF!
2028 | 6583.1852 | 16926.2419 | 23.5915 | 424.5208 | 160.062 | 54.7273 | 24172.3287 | 113068.7437 | 92576.5787 | 28566.7159 | 234212.0383 | 9652.0456 | 7082.2983 | 28813.7518 | 2606.9433 | 164.2792 | 765.996 | 17457.2242 | 66542.5383 | -136.1444 | 324790.7609 | 38.7544 | #REF!
2029 | 6647.4606 | 17091.5025 | 23.8218 | 424.8834 | 160.1987 | 54.7273 | 24402.5943 | 114174.8188 | 93480.4569 | 28930.7347 | 236586.0104 | 9660.2896 | 7089.274 | 28838.3623 | 2609.17 | 165.8831 | 766.1453 | 17627.9964 | 66757.1207 | -136.2607 | 327609.4647 | 38.7127 | #REF!
2030 | 6711.736 | 17256.7631 | 24.0522 | 425.237 | 160.332 | 54.7273 | 24632.8476 | 115280.8939 | 94384.335 | 29294.7535 | 238959.9825 | 9668.33 | 7096.0748 | 28862.3649 | 2611.3416 | 167.4871 | 766.2908 | 17798.7686 | 66970.6579 | -136.3741 | 330427.1139 | 38.6718 | #REF!
2031 | 6776.0114 | 17422.0237 | 24.2825 | 425.5823 | 160.4622 | 54.7273 | 24863.0895 | 116386.969 | 95288.2132 | 29658.7723 | 241333.9545 | 9676.1811 | 7102.713 | 28885.8025 | 2613.4622 | 169.091 | 766.433 | 17969.5409 | 67183.2236 | -136.4849 | 333243.7828 | 38.6315 | #REF!
2032 | 6840.2868 | 17587.2843 | 24.5128 | 425.9199 | 160.5895 | 54.7273 | 25093.3206 | 117493.0441 | 96192.0914 | 30022.7911 | 243707.9266 | 9683.8558 | 7109.1996 | 28908.7132 | 2615.535 | 170.695 | 766.5719 | 18140.3131 | 67394.8835 | -136.5931 | 336059.5377 | 38.5918 | #REF!
2033 | 6904.5622 | 17752.5449 | 24.7432 | 426.2502 | 160.714 | 54.7273 | 25323.5418 | 118599.1192 | 97095.9695 | 30386.8099 | 246081.8987 | 9691.3653 | 7115.5443 | 28931.131 | 2617.5633 | 172.2989 | 766.7079 | 18311.0853 | 67605.6961 | -136.699 | 338874.4375 | 38.5528 | #REF!
2034 | 6968.8376 | 17917.8055 | 24.9735 | 426.5736 | 160.836 | 54.7273 | 25553.7536 | 119705.1944 | 97999.8477 | 30750.8287 | 248455.8708 | 9698.72 | 7121.7561 | 28953.0864 | 2619.5497 | 173.9029 | 766.8411 | 18481.8576 | 67815.7136 | -136.8028 | 341688.5352 | 38.5144 | #REF!
2035 | 7033.1131 | 18083.066 | 25.2038 | 426.8907 | 160.9555 | 54.7273 | 25783.9565 | 120811.2695 | 98903.7258 | 31114.8476 | 250829.8429 | 9705.9289 | 7127.8427 | 28974.607 | 2621.4968 | 175.5068 | 766.9716 | 18652.6298 | 68024.9835 | -136.9045 | 344501.8785 | 38.4766 | #REF!
2036 | 7097.3885 | 18248.3266 | 25.4342 | 427.2017 | 161.0728 | 54.7273 | 26014.1512 | 121917.3446 | 99807.604 | 31478.8664 | 253203.815 | 9713.0005 | 7133.8113 | 28995.7175 | 2623.4068 | 177.1108 | 767.0996 | 18823.402 | 68233.5485 | -137.0042 | 347314.5104 | 38.4395 | #REF!
2037 | 7161.6639 | 18413.5872 | 25.6645 | 427.5071 | 161.1879 | 54.7273 | 26244.338 | 123023.4197 | 100711.4822 | 31842.8852 | 255577.787 | 9719.9424 | 7139.6684 | 29016.4406 | 2625.2817 | 178.7147 | 767.2253 | 18994.1742 | 68441.4473 | -137.1021 | 350126.4702 | 38.4029 | #REF!
2038 | 7225.9393 | 18578.8478 | 25.8949 | 427.807 | 161.301 | 54.7273 | 26474.5173 | 124129.4948 | 101615.3603 | 32206.904 | 257951.7591 | 9726.7613 | 7145.42 | 29036.7968 | 2627.1235 | 180.3187 | 767.3488 | 19164.9465 | 68648.7154 | -137.1983 | 352937.7935 | 38.3669 | #REF!
2039 | 7290.2147 | 18744.1084 | 26.1252 | 428.1018 | 161.4122 | 54.7273 | 26704.6896 | 125235.5699 | 102519.2385 | 32570.9228 | 260325.7312 | 9733.4636 | 7151.0714 | 29056.8049 | 2628.9337 | 181.9226 | 767.4702 | 19335.7187 | 68855.3851 | -137.2928 | 355748.513 | 38.3315 | #REF!
2040 | 7354.4901 | 18909.369 | 26.3555 | 428.3917 | 161.5215 | 54.7273 | 26934.8551 | 126341.645 | 103423.1167 | 32934.9416 | 262699.7033 | 9740.0552 | 7156.6276 | 29076.4823 | 2630.714 | 183.5266 | 767.5895 | 19506.4909 | 69061.4861 | -137.3858 | 358558.6587 | 38.2967 | #REF!
2041 | 7418.7655 | 19074.6296 | 26.5859 | 428.6769 | 161.629 | 54.7273 | 27165.0143 | 127447.7201 | 104326.9948 | 33298.9604 | 265073.6754 | 9746.5412 | 7162.0933 | 29095.8448 | 2632.4659 | 185.1305 | 767.7069 | 19677.2631 | 69267.0458 | -137.4773 | 361368.2581 | 38.2623 | #REF!
2042 | 7483.0409 | 19239.8902 | 26.8162 | 428.9578 | 161.7349 | 54.7273 | 27395.1674 | 128553.7952 | 105230.873 | 33662.9792 | 267447.6475 | 9752.9267 | 7167.4725 | 29114.907 | 2634.1905 | 186.7345 | 767.8226 | 19848.0354 | 69472.0892 | -137.5674 | 364177.3366 | 38.2286 | #REF!
2043 | 7547.3163 | 19405.1508 | 27.0465 | 429.2344 | 161.8392 | 54.7273 | 27625.3146 | 129659.8704 | 106134.7511 | 34026.998 | 269821.6195 | 9759.2161 | 7172.7693 | 29133.6825 | 2635.8893 | 188.3384 | 767.9364 | 20018.8076 | 69676.6397 | -137.6561 | 366985.9178 | 38.1953 | #REF!
2044 | 7611.5917 | 19570.4114 | 27.2769 | 429.507 | 161.942 | 54.7273 | 27855.4563 | 130765.9455 | 107038.6293 | 34391.0169 | 272195.5916 | 9765.4137 | 7177.9872 | 29152.1839 | 2637.5632 | 189.9424 | 768.0486 | 20189.5798 | 69880.7189 | -137.7435 | 369794.0234 | 38.1626 | #REF!
2045 | 7675.8671 | 19735.672 | 27.5072 | 429.7757 | 162.0433 | 54.7273 | 28085.5927 | 131872.0206 | 107942.5075 | 34755.0357 | 274569.5637 | 9771.5234 | 7183.1296 | 29170.4229 | 2639.2134 | 191.5463 | 768.1593 | 20360.352 | 70084.3469 | -137.8297 | 372601.6736 | 38.1303 | #REF!
2046 | 7740.1425 | 19900.9326 | 27.7376 | 430.0407 | 162.1432 | 54.7273 | 28315.724 | 132978.0957 | 108846.3856 | 35119.0545 | 276943.5358 | 9777.5488 | 7188.1996 | 29188.4102 | 2640.8408 | 193.1503 | 768.2684 | 20531.1243 | 70287.5423 | -137.9147 | 375408.8874 | 38.0986 | #REF!
2047 | 7804.4179 | 20066.1932 | 27.9679 | 430.3022 | 162.2418 | 54.7273 | 28545.8503 | 134084.1708 | 109750.2638 | 35483.0733 | 279317.5079 | 9783.4933 | 7193.2001 | 29206.156 | 2642.4464 | 194.7542 | 768.376 | 20701.8965 | 70490.3225 | -137.9985 | 378215.6822 | 38.0673 | #REF!
2048 | 7868.6934 | 20231.4538 | 28.1982 | 430.5602 | 162.3391 | 54.7273 | 28775.972 | 135190.2459 | 110654.1419 | 35847.0921 | 281691.4799 | 9789.3601 | 7198.1339 | 29223.6698 | 2644.0309 | 196.3582 | 768.4822 | 20872.6687 | 70692.7039 | -138.0813 | 381022.0746 | 38.0365 | #REF!
2049 | 7932.9688 | 20396.7144 | 28.4286 | 430.815 | 162.4351 | 54.7273 | 29006.0892 | 136296.321 | 111558.0201 | 36211.1109 | 284065.452 | 9795.1522 | 7203.0035 | 29240.9606 | 2645.5953 | 197.9621 | 768.5871 | 21043.441 | 70894.7017 | -138.163 | 383828.0799 | 38.0062 | #REF!
2050 | 7997.2442 | 20561.975 | 28.6589 | 431.0666 | 162.53 | 54.7273 | 29236.2019 | 137402.3961 | 112461.8983 | 36575.1297 | 286439.4241 | 9800.8723 | 7207.8112 | 29258.0364 | 2647.1403 | 199.5661 | 768.6907 | 21214.2132 | 71096.3301 | -138.2437 | 386633.7125 | 37.9763 | #REF!
HOME

## GHG_CHT
Return to 2009 Inventory | Link to GHG Forecast Detail | Link to Financial Exposure | Return to 2009 Inventory | Link to GHG Forecast Detail | Link to Financial Exposure
HOME
HOME

## Policy
Return to Financial Exposure
HOME

## CommodityPricing
| Select Growth: | 0.5% |  |  | Coal & NG from NT email on 11-8-10 |  |  |  | Current year value from Gene | Calculated | Current year value from Gene | Calculated | Current year value from Gene
Energy Type | Natural Gas - Transport | Natural Gas - Through LDC | Motor Gasoline | Motor Gasoline | Coal | Diesel | Diesel | Purchased Electricity | Purchased Electricity | Purchased Steam | Purchased Steam | Purchased Chilled Water | Purchased Chilled Water | Biomass | Biomass | Energy Type | Natural Gas - Transportation | Natural Gas - Distribution | Motor Gasoline | Motor Gasoline | Purchased Electricity | Purchased Electricity | Biomass
Unit | 2010$/MMBtu | 2010$/MMBtu | 2010$/MMBtu | 2010$/Gallon | 2010$/MMBtu | 2010$/MMBtu | 2010$/Gallon | 2010$/MMBtu | 2010$/MWh | 2010$/MMBtu | 2010$/klb | 2010$/MMBtu | 2010$/ton/hr | 2010$/MMBtu | 2010$/Short ton | Unit | 2009$/MMBtu | 2009$/MMBtu | 2009$/MMBtu | 2009$/Gallon | 2009$/MMBtu | 2009$/MWh | 2009$/MMBtu
2009 | [15 empty] | 2009 | 7.1094 | 8.0044 | 19.0355 | 2.3604 | 25.5048 | 87.0478
2010 | 6 | 7 | 22.1307 | 2.75 | 5 | 21.2703 | 2.95 | 26.552 | 85 | 11.0638 | 13 | 19.3333 | 0.232 | 3.0303 | 30 | 2010 | 7.7142 | 8.6142 | 21.5677 | 2.6744 | 26.0616 | 88.9484 | 4.375
2011 | 6.03 | 7.03 | 23.3378 | 2.9 | 5.025 | 22.3518 | 3.1 | 27.1317 | 85.425 | 11.1191 | 13.065 | 19.3333 | 0.232 | 3.0773 | 30.465 | 2011 | 8.3704 | 9.2704 | 24.4367 | 3.0301 | 26.6307 | 90.8904 | 4.375
2012 | 6.0601 | 7.0601 | 23.6995 | 2.9449 | 5.0501 | 22.6759 | 3.145 | 27.7056 | 85.8521 | 11.1747 | 13.1303 | 19.3333 | 0.232 | 3.125 | 30.9372 | 2012 | 8.5511 | 9.4511 | 25.8251 | 3.2023 | 27.194 | 92.8131 | 4.375
2013 | 6.0905 | 7.0905 | 24.0669 | 2.9906 | 5.0754 | 23.0051 | 3.1906 | 28.3182 | 86.2814 | 11.2306 | 13.196 | 19.3333 | 0.232 | 3.1734 | 31.4167 | 2013 | 8.5908 | 9.4908 | 26.2608 | 3.2563 | 27.7953 | 94.8653 | 4.375
2014 | 6.1209 | 7.1209 | 24.4399 | 3.037 | 5.1008 | 23.3393 | 3.237 | 28.9516 | 86.7128 | 11.2868 | 13.262 | 19.3333 | 0.232 | 3.2226 | 31.9037 | 2014 | 8.8019 | 9.7019 | 26.6845 | 3.3089 | 28.4169 | 96.987 | 4.375
2015 | 6.1515 | 7.1515 | 24.8187 | 3.084 | 5.1263 | 23.6787 | 3.284 | 29.4706 | 87.1464 | 11.3432 | 13.3283 | 19.3333 | 0.232 | 4.0435 | 40.0309 | 2015 | 9.1471 | 10.0471 | 27.109 | 3.3615 | 28.9264 | 98.7257 | 4.607
2016 | 6.1823 | 7.1823 | 25.2034 | 3.1318 | 5.1519 | 24.0234 | 3.3318 | 29.8617 | 87.5821 | 11.3999 | 13.3949 | 19.3333 | 0.232 | 4.1291 | 40.8782 | 2016 | 9.4364 | 10.3364 | 27.5791 | 3.4198 | 29.3103 | 100.0359 | 4.8821
2017 | 6.2132 | 7.2132 | 25.5941 | 3.1804 | 5.1776 | 24.3734 | 3.3804 | 30.2639 | 88.02 | 11.4569 | 13.4619 | 19.3333 | 0.232 | 4.2157 | 41.7353 | 2017 | 9.753 | 10.653 | 28.0882 | 3.4829 | 29.705 | 101.3832 | 4.9624
2018 | 6.2442 | 7.2442 | 25.9908 | 3.2297 | 5.2035 | 24.7288 | 3.4297 | 30.672 | 88.4601 | 11.5142 | 13.5292 | 19.3333 | 0.232 | 4.3033 | 42.6024 | 2018 | 10.1006 | 11.0006 | 28.6059 | 3.5471 | 30.1056 | 102.7504 | 5.0486
2019 | 6.2755 | 7.2755 | 26.3936 | 3.2797 | 5.2296 | 25.0898 | 3.4797 | 31.0862 | 88.9024 | 11.5718 | 13.5968 | 19.3333 | 0.232 | 4.3919 | 43.4798 | 2019 | 10.471 | 11.371 | 29.1323 | 3.6124 | 30.5121 | 104.1378 | 5.1407
2020 | 6.3068 | 7.3068 | 26.8028 | 3.3306 | 5.2557 | 25.4563 | 3.5306 | 31.5064 | 89.3469 | 11.6296 | 13.6648 | 19.3333 | 0.232 | 4.4816 | 44.3675 | 2020 | 10.7858 | 11.6858 | 29.6675 | 3.6788 | 30.9245 | 105.5454 | 5.2388
2021 | 6.3384 | 7.3384 | 27.2182 | 3.3822 | 5.282 | 25.8285 | 3.5822 | 31.932 | 89.7936 | 11.6878 | 13.7331 | 19.3333 | 0.232 | 4.5804 | 45.3464 | 2021 | 11.0417 | 11.9417 | 30.2106 | 3.7461 | 31.3423 | 106.9713 | 5.3474
2022 | 6.3701 | 7.3701 | 27.6401 | 3.4346 | 5.3084 | 26.2065 | 3.6346 | 32.3628 | 90.2426 | 11.7462 | 13.8018 | 19.3333 | 0.232 | 4.6804 | 46.3363 | 2022 | 11.3721 | 12.2721 | 30.7617 | 3.8145 | 31.7652 | 108.4145 | 5.4672
2023 | 6.4019 | 7.4019 | 28.0685 | 3.4878 | 5.3349 | 26.5904 | 3.6878 | 32.7994 | 90.6938 | 11.805 | 13.8708 | 19.3333 | 0.232 | 4.7816 | 47.3374 | 2023 | 11.77 | 12.67 | 31.3217 | 3.8839 | 32.1937 | 109.8771 | 5.5943
2024 | 6.4339 | 7.4339 | 28.5036 | 3.5419 | 5.3616 | 26.9802 | 3.7419 | 33.2419 | 91.1473 | 11.864 | 13.9402 | 19.3333 | 0.232 | 4.8838 | 48.3499 | 2024 | 12.2206 | 13.1206 | 31.8906 | 3.9544 | 32.628 | 111.3593 | 5.7288
2025 | 6.4661 | 7.4661 | 28.9454 | 3.5968 | 5.3884 | 27.376 | 3.7968 | 33.7223 | 91.603 | 11.9233 | 14.0099 | 19.3333 | 0.232 | 4.9873 | 49.3742 | 2025 | 12.7476 | 13.6476 | 32.4688 | 4.0261 | 33.0995 | 112.9687 | 5.8705
2026 | 6.4984 | 7.4984 | 29.394 | 3.6526 | 5.4154 | 27.778 | 3.8526 | 34.2127 | 92.061 | 11.9829 | 14.0799 | 19.3333 | 0.232 | 5.1012 | 50.5023 | 2026 | 13.3087 | 14.2087 | 33.0546 | 4.0988 | 33.5809 | 114.6115 | 6.0262
2027 | 6.5309 | 7.5309 | 29.8496 | 3.7092 | 5.4424 | 28.1862 | 3.9092 | 34.7133 | 92.5214 | 12.0428 | 14.1503 | 19.3333 | 0.232 | 5.2164 | 51.6428 | 2027 | 13.9242 | 14.8242 | 33.6479 | 4.1723 | 34.0723 | 116.2886 | 6.1965
2028 | 6.5636 | 7.5636 | 30.3123 | 3.7667 | 5.4696 | 28.6007 | 3.9667 | 35.2259 | 92.984 | 12.103 | 14.2211 | 19.3333 | 0.232 | 5.3329 | 52.7959 | 2028 | 14.514 | 15.414 | 34.2504 | 4.247 | 34.5754 | 118.0057 | 6.3756
2029 | 6.5964 | 7.5964 | 30.7821 | 3.825 | 5.497 | 29.0217 | 4.025 | 35.7507 | 93.4489 | 12.1636 | 14.2922 | 19.3333 | 0.232 | 5.4507 | 53.962 | 2029 | 15.0862 | 15.9862 | 34.8623 | 4.3229 | 35.0905 | 119.7639 | 6.5634
2030 | 6.6294 | 7.6294 | 31.2593 | 3.8843 | 5.5245 | 29.4492 | 4.0843 | 36.2883 | 93.9161 | 12.2244 | 14.3636 | 19.3333 | 0.232 | 5.5698 | 55.1413 | 2030 | 15.6807 | 16.5807 | 35.4838 | 4.4 | 35.6181 | 121.5647 | 6.76
2031 | 6.6625 | 7.6625 | 31.7438 | 3.9445 | 5.5521 | 29.8833 | 4.1445 | 35.6051 | 94.3857 | 12.2855 | 14.4355 | 19.3333 | 0.232 | 5.7022 | 56.4514 | 2031 | 15.9408 | 16.8408 | 35.9362 | 4.4561 | 34.9476 | 119.2761 | 6.9375
2032 | 6.6958 | 7.6958 | 32.2358 | 4.0057 | 5.5799 | 30.3241 | 4.2057 | 35.8933 | 94.8576 | 12.3469 | 14.5076 | 19.3333 | 0.232 | 5.8359 | 57.7756 | 2032 | 16.2051 | 17.1051 | 36.3895 | 4.5123 | 35.2304 | 120.2414 | 7.1307
2033 | 6.7293 | 7.7293 | 32.7355 | 4.0678 | 5.6078 | 30.7718 | 4.2678 | 36.1851 | 95.3319 | 12.4087 | 14.5802 | 19.3333 | 0.232 | 5.9711 | 59.114 | 2033 | 16.4751 | 17.3751 | 36.8484 | 4.5692 | 35.5168 | 121.2189 | 7.3241
2034 | 6.763 | 7.763 | 33.2429 | 4.1308 | 5.6358 | 31.2264 | 4.3308 | 36.4815 | 95.8086 | 12.4707 | 14.6531 | 19.3333 | 0.232 | 6.1078 | 60.4671 | 2034 | 16.7515 | 17.6515 | 37.3148 | 4.627 | 35.8078 | 122.2121 | 7.5129
2035 | 6.7968 | 7.7968 | 33.7581 | 4.1948 | 5.664 | 31.6881 | 4.3948 | 36.7819 | 96.2876 | 12.5331 | 14.7263 | 19.3333 | 0.232 | 6.246 | 61.8353 | 2035 | 17.034 | 17.934 | 37.7876 | 4.6857 | 36.1026 | 123.2182 | 7.7011
2036 | 6.8308 | 7.8308 | 34.2814 | 4.2599 | 5.6923 | 32.1569 | 4.4599 | 37.086 | 96.7691 | 12.5957 | 14.8 | 19.3333 | 0.232 | 6.3984 | 63.3444 | 2036 | 17.3226 | 18.2226 | 38.2668 | 4.7451 | 36.4011 | 124.2371 | 7.8894
2037 | 6.8649 | 7.8649 | 34.8127 | 4.3259 | 5.7208 | 32.6329 | 4.5259 | 37.3945 | 97.2529 | 12.6587 | 14.874 | 19.3333 | 0.232 | 6.55 | 64.8454 | 2037 | 17.6178 | 18.5178 | 38.7536 | 4.8055 | 36.704 | 125.2706 | 8.0753
2038 | 6.8992 | 7.8992 | 35.3523 | 4.3929 | 5.7494 | 33.1164 | 4.5929 | 37.7072 | 97.7392 | 12.722 | 14.9483 | 19.3333 | 0.232 | 6.7007 | 66.3365 | 2038 | 17.9195 | 18.8195 | 39.248 | 4.8668 | 37.0109 | 126.3181 | 8.2598
2039 | 6.9337 | 7.9337 | 35.9003 | 4.461 | 5.7781 | 33.6074 | 4.661 | 38.0243 | 98.2279 | 12.7856 | 15.0231 | 19.3333 | 0.232 | 6.8501 | 67.8163 | 2039 | 18.2279 | 19.1279 | 39.7503 | 4.929 | 37.3221 | 127.3802 | 8.4423
2040 | 6.9684 | 7.9684 | 36.4567 | 4.5302 | 5.807 | 34.1059 | 4.7302 | 38.3447 | 98.719 | 12.8495 | 15.0982 | 19.3333 | 0.232 | 7.004 | 69.3396 | 2040 | 18.5428 | 19.4428 | 40.2588 | 4.9921 | 37.6365 | 128.4535 | 8.6282
2041 | 7.0032 | 8.0032 | 37.0218 | 4.6004 | 5.836 | 34.6122 | 4.8004 | 38.6689 | 99.2126 | 12.9138 | 15.1737 | 19.3333 | 0.232 | 7.1546 | 70.8305 | 2041 | 18.8645 | 19.7645 | 40.7745 | 5.056 | 37.9548 | 129.5397 | 8.8153
2042 | 7.0383 | 8.0383 | 37.5957 | 4.6717 | 5.8652 | 35.1264 | 4.8717 | 38.9986 | 99.7087 | 12.9783 | 15.2496 | 19.3333 | 0.232 | 7.3014 | 72.2841 | 2042 | 19.1938 | 20.0938 | 41.3012 | 5.1213 | 38.2784 | 130.6442 | 8.9952
2043 | 7.0735 | 8.0735 | 38.1784 | 4.7441 | 5.8945 | 35.6485 | 4.9441 | 39.331 | 100.2072 | 13.0432 | 15.3258 | 19.3333 | 0.232 | 7.4594 | 73.848 | 2043 | 19.5297 | 20.4297 | 41.833 | 5.1873 | 38.6047 | 131.7579 | 9.1825
2044 | 7.1088 | 8.1088 | 38.7702 | 4.8177 | 5.924 | 36.1787 | 5.0177 | 39.6628 | 100.7082 | 13.1085 | 15.4024 | 19.3333 | 0.232 | 7.6305 | 75.5423 | 2044 | 19.8707 | 20.7707 | 42.3619 | 5.2529 | 38.9304 | 132.8694 | 9.3943
2045 | 7.1444 | 8.1444 | 39.3711 | 4.8923 | 5.9536 | 36.7171 | 5.0923 | 39.993 | 101.2118 | 13.174 | 15.4794 | 19.3333 | 0.232 | 7.8178 | 77.3961 | 2045 | 20.2166 | 21.1166 | 42.885 | 5.3177 | 39.2544 | 133.9754 | 9.6362
2046 | 7.1801 | 8.1801 | 39.9814 | 4.9682 | 5.9834 | 37.2638 | 5.1682 | 40.3224 | 101.7178 | 13.2399 | 15.5568 | 19.3333 | 0.232 | 8.0131 | 79.3294 | 2046 | 20.5679 | 21.4679 | 43.4683 | 5.3901 | 39.5778 | 135.0791 | 9.9033
2047 | 7.216 | 8.216 | 40.6011 | 5.0452 | 6.0133 | 37.8191 | 5.2452 | 40.6526 | 102.2264 | 13.3061 | 15.6346 | 19.3333 | 0.232 | 8.2173 | 81.3515 | 2047 | 20.9254 | 21.8254 | 44.0567 | 5.463 | 39.9019 | 136.1852 | 10.1887
2048 | 7.2521 | 8.2521 | 41.2304 | 5.1234 | 6.0434 | 38.3829 | 5.3234 | 40.9832 | 102.7376 | 13.3726 | 15.7128 | 19.3333 | 0.232 | 8.4315 | 83.472 | 2048 | 21.289 | 22.189 | 44.6493 | 5.5365 | 40.2264 | 137.2926 | 10.4947
2049 | 7.2883 | 8.2883 | 41.8695 | 5.2028 | 6.0736 | 38.9555 | 5.4028 | 41.3137 | 103.2513 | 13.4395 | 15.7914 | 19.3333 | 0.232 | 8.6567 | 85.701 | 2049 | 21.6588 | 22.5588 | 45.2454 | 5.6104 | 40.5507 | 138.3997 | 10.8237
2050 | 7.3248 | 8.3248 | 42.5184 | 5.2834 | 6.104 | 39.537 | 5.4834 | 41.6436 | 103.7675 | 13.5067 | 15.8703 | 19.3333 | 0.232 | 8.8939 | 88.0492 | 2050 | 22.0347 | 22.9347 | 45.8439 | 5.6846 | 40.8746 | 139.505 | 11.1784
Note on O2: Delivered price for biomass in any year is calculated as: (A / B / C x (1+D)^N)*1000000 + E x F x G Where: A = 2010$/short ton of raw biomass = $30, multiple sources (Drew Lewis, Ohio State (John Carter range was $25-$35), Dennis Hazel (NC State 2006 presentation $25-28 with a developed market). Also value used at UNC in 2009$. Don’t adjust to get to 2010$. B = pound per short ton = 2000 C = Btu per pound = 4,950 Btu/lb for NCSU (9,000 Btu/bone dry lb * 55%, assuming 45% moisture ( John Carter) D = Real annual inflation rate = 1.55% (equal to the real inflation rate for the mid-trend NG forecast at OSU) E = the percentage of the carbon cost for coal that is ascribed to biomass as a premium = 25% (used at OSU, note increased from 50% to 65% over time at UNC) F = mtCO2e per MMBtu of coal = .0931 (or whatever published factor you are using, be consistent) G = Cost of carbon in the relevant fiscal year expressed as 2010$ per metric ton emission allowance from our carbon allowance price forecast N = the number of years since the first year of the forecast
Note on P2: Delivered price for biomass in any year is calculated as: (A / B / C x (1+D)^N)*1000000 + E x F x G Where: A = 2010$/short ton of raw biomass = $30, multiple sources (Drew Lewis, Ohio State (John Carter range was $25-$35), Dennis Hazel (NC State 2006 presentation $25-28 with a developed market). Also value used at UNC in 2009$. Don’t adjust to get to 2010$. B = pound per short ton = 2000 C = Btu per pound = 4,950 Btu/lb for NCSU (9,000 Btu/bone dry lb * 55%, assuming 45% moisture ( John Carter) D = Real annual inflation rate = 1.55% (equal to the real inflation rate for the mid-trend NG forecast at OSU) E = the percentage of the carbon cost for coal that is ascribed to biomass as a premium = 25% (used at OSU, note increased from 50% to 65% over time at UNC) F = mtCO2e per MMBtu of coal = .0931 (or whatever published factor you are using, be consistent) G = Cost of carbon in the relevant fiscal year expressed as 2010$ per metric ton emission allowance from our carbon allowance price forecast N = the number of years since the first year of the forecast
Note on D5: NTravis: EPA is source for conversion factor
Note on E5: NTravis: Based on actual national averages for 2010 and forecast for 2011, EIA as of 6/17/2010. Escalation after 2011 at 1.55% per year consistent with NG forecast.
Note on G5: NTravis: EPA is source for conversion factor
Note on H5: NTravis: Based on actual 2010 national averages and projected for 2011. Source EIA. Differential to gasoline helpd constant at $.20 per gallon.
HOME

## GHGPrice
Return to Financial Exposure | Return to FAQ
HOME

## ExposureCalculations
| Moderate Climate Change Policy Scenario |  |  |  | GHG Emission Allowance Prices | Emissions (MTCO2e) |  |  | Financial Exposure | [5 empty] | Converted to 2010$ from Values to the right | [5 empty] | Copy Latest Values from GHG Price Deck here |  |  | Copy Latest Values from GHG Price Deck here |  |  | Copy Latest Values from GHG Price Deck here
| Mandated Cap | Purchased Allowance Allocation | Emissions Subject to Compliance Cost | 2008$ per MTCDE | 2010$ per MTCO2e | Total GHG Emissions | Total GHG Emissions Potentially Subject to Compliance Costs | GHG Emissions Subject to Compliance Cost | Annual Exposure 2010$ MM | PV 2010$ MM |  | Expected Value or Choose Scenario: | View GHG Pricing Scenarios |  | Energy Strategies - Low Trend (P10) | P30 | Energy Strategies - Mid Trend (unweighted or P50) | P70 | Energy Strategies - High Trend (P90) | Energy Strategies - Mid Trend (weighted or EV) | Stringent Auction | Moderate Auction | Soft Auction | Energy Strategies Stringent Case | Energy Strategies Moderate Case | Energy Strategies Weak Case | Energy Strategies - Low Trend (P10) | Energy Strategies - Mid Trend (unweighted or P50) | Energy Strategies - High Trend (P90) | Energy Strategies - Mid Trend (weighted or EV)
1990 |  |  |  |  | Return to FAQ | [15 empty] | Auction |  |  | CAP |  |  | Curent Version from Exhibits for Memo - r8a - 12_16_08.xlsx, 2008$
1998 | [11 empty] | Select Legislative Scenario Here: | Moderate | 2 | [6 empty] | Curent Version from Exhibits for Memo - r8a - 12_16_08.xlsx, Sheet Exhibit 5 |  |  | Curent Version from Exhibits for Memo - r8a - 12_16_08.xlsx, Sheet Exhibit 5
1999 | [10 empty] | Choices | [20 empty] | Percentages for Science line 1
2000 | [10 empty] | Weak | Moderate | Stringent | [18 empty] | 100% | 266371.4901
2001 | [31 empty] | 98.3% | [8 empty] | 2.3842e-07 |  | -2.3842e-07
2002 | [11 empty] | Select Technology Case Here: | Moderate Advances | 2 | [17 empty] | 96.6% | [8 empty] | 0 | 218159001.972 | 0 | 152231519.2323
2003 | [10 empty] | Choices | [20 empty] | 94.9% | [8 empty] | 5 | 200413853.7355 | 5 | 141016684.1949
2004 | [10 empty] | Breakthrough Advances | Moderate Advances | Minimal Advances | [18 empty] | 93.2% | [8 empty] | slope | -3549029.6473 | slope | -2242967.0075
2005 | [31 empty] | 91.5%
2006 | [10 empty] | Technology/Legislative Combinations | PriceChoice | [19 empty] | 89.8% | [8 empty] | 61.47 |  | 67.8706
2007 | [10 empty] | WeakBreakthrough Advances | Low Trend (P10) | [19 empty] | 88.1% | [6 empty] | All Carbon | Subject to Compliance Cost | All Carbon |  | Subject to Compliance Cost
2008 | [10 empty] | WeakModerate Advances | P30 | [11 empty] | 0% | 0% | 0% | [5 empty] | 86.4% | [6 empty] | 218159001.972 | 152231519.2323 | 218159001.972 |  | 152231519.2323
2009 | 0% | 0% | 0% | 0 | 0 | 263218.4299 | 243792.7264 | 0 | 0 | 160.7847 | WeakMinimal Advances | Mid Trend (unweighted or P50) | [11 empty] | 0% | 0% | 0% |  |  |  |  | GHG Emissions Not Subject to Compliance Cost | 84.7% | IPCC Climate Stabilization Scenario 1 | Legislative Scenario Cap for Economy-wide Emissions |  |  |  |  | 0 | 0 | 0 |  | 0
2010 | 0% | 0% | 0% | 0 | 0 | 266371.4901 | 246788.9828 | 0 | 0 |  | ModerateBreakthrough Advances | P30 | [11 empty] | 0% | 0% | 0% |  |  |  |  | 266371.4901 | 83% | 221088.3368 | 266371.4901 |  |  |  |  | 0 | 0 | 0 |  | 0
2011 | 0% | 0% | 0% | 0 | 0 | 269303.6774 | 249655.3436 | 0 | 0 |  | ModerateModerate Advances | Mid Trend (weighted or EV) | [11 empty] | 0% | 0% | 0% |  |  |  |  | 269303.6774 | 81.3% | 216560.0215 | 266371.4901 |  |  |  |  | 0 | 0 | 0 |  | 0
2012 | 0% | 0% | 0% | 0 | 0 | 275791.8553 | 256090.5067 | 0 | 0 |  | ModerateMinimal Advances | P70 | [11 empty] | 0% | 0% | 0% |  |  |  |  | 275791.8553 | 79.6% | 212031.7061 | 266371.4901 |  |  |  |  | 0 | 0 | 0 |  | 0
2013 | 0% | 0% | 0% | 0 | 0 | 279648.6195 | 259903.5721 | 0 | 0 |  | StringentBreakthrough Advances | Mid Trend (unweighted or P50) | [11 empty] | 0% | 0% | 0% |  |  |  |  | 279648.6195 | 77.9% | 207503.3908 | 266371.4901 |  |  | -49.9185 | 1.8425 | 0 | 0 | 0 |  | 0
2014 | 0% | 0% | 0% | 0 | 0 | 282513.6366 | 262730.4298 | 0 | 0 |  | StringentModerate Advances | P70 | [11 empty] | 0% | 0% | 0% |  |  |  |  | 282513.6366 | 76.2% | 202975.0755 | 266371.4901 |  |  |  |  | 0 | 0 | 0 |  | 0
2015 | 1% | 30% | 30.7% | 31.9127 | 33.1249 | 287982.7181 | 268163.301 | 99214.9416 | 3.2865 |  | StringentMinimal Advances | High Trend (P90) |  |  | 10.3798 | 16.9124 | 20.782 | 48.3 | 68.2128 | 33.1249 | 60% | 30% | 0% | 5% | 1% | 1% | 10 | 20.0216 | 65.7167 | 31.9127 | 188767.7765 | 74.5% | 198446.7601 | 263707.7752 | 32.5132 | 32.9174 | -0.40424 |  | 9539391.678 | 3286482.5867 | 17702309.8199 |  | 6733777.7345
2016 | 2.8% | 32% | 33.9% | 33.3558 | 34.6228 | 290832.7262 | 270981.3318 | 109844.0914 | 3.8031 | [5 empty] | 10.8988 | 17.8172 | 21.9302 | 50.4572 | 71.0393 | 34.6228 | 62% | 32% | 1.5% | 7% | 2.8% | 2.4% | 10.5 | 21.1277 | 68.4398 | 33.3558 | 180988.6348 | 72.8% | 193918.4448 | 258913.0884 | 33.9834 | 34.4285 | -0.44514 |  | 10069436.4695 | 3803107.4236 | 17877499.9346 |  | 7455184.5205
2017 | 4.6% | 34% | 37.04% | 34.8073 | 36.1293 | 293677.6117 | 273796.3501 | 120294.6978 | 4.3462 |  |  | Low Trend (P10) |  |  | 11.4438 | 18.7361 | 23.0784 | 52.6143 | 73.8658 | 36.1293 | 64% | 34% | 3% | 9% | 4.6% | 3.8% | 11.025 | 22.2339 | 71.1629 | 34.8073 | 173382.9139 | 71.1% | 189390.1295 | 254118.4016 | 35.4621 | 35.9477 | -0.48556 |  | 10610374.5615 | 4346166.5138 | 18052375.1684 |  | 8164473.4623
2018 | 6.4% | 36% | 40.1% | 36.2674 | 37.645 | 296518.3109 | 276608.9063 | 130567.3115 | 4.9152 |  |  | P30 |  |  | 12.0159 | 19.6698 | 24.2266 | 54.7715 | 76.6924 | 37.645 | 66% | 36% | 4.5% | 11% | 6.4% | 5.2% | 11.5763 | 23.34 | 73.886 | 36.2674 | 165950.9994 | 69.4% | 184861.8141 | 249323.7147 | 36.9498 | 37.4752 | -0.52547 |  | 11162420.1086 | 4915201.2868 | 18226993.0667 |  | 8861681.9261
2019 | 8.2% | 38% | 43.08% | 37.7368 | 39.1701 | 299355.5053 | 279419.4013 | 140662.3332 | 5.5098 |  |  | Mid Trend (unweighted or P50) |  |  | 12.6167 | 20.619 | 25.3747 | 56.9287 | 79.5189 | 39.1701 | 68% | 38% | 6% | 13% | 8.2% | 6.6% | 12.1551 | 24.4462 | 76.6091 | 37.7368 | 158693.1721 | 67.7% | 180333.4988 | 244529.0279 | 38.4468 | 39.0116 | -0.56485 |  | 11725794.1173 | 5509761.9044 | 18401395.5278 |  | 9546837.1183
2020 | 10% | 40% | 46% | 39.2158 | 40.7053 | 302189.7096 | 282228.1378 | 150580.0656 | 6.1294 |  |  | P70 |  |  | 13.2476 | 21.5846 | 26.5229 | 59.0859 | 82.3454 | 40.7053 | 70% | 40% | 7.5% | 15% | 10% | 8% | 12.7628 | 25.5524 | 79.3322 | 39.2158 | 151609.644 | 66% | 175805.1835 | 239734.3411 | 39.9536 | 40.5573 | -0.60367 |  | 12300726.7581 | 6129408.7233 | 18575614.1816 |  | 10219959.5775
2021 | 12% | 42% | 48.96% | 41.0412 | 42.6001 | 305021.3234 | 285035.3508 | 160603.5433 | 6.8417 |  |  | High Trend (P90) |  |  | 13.91 | 22.7541 | 28.0156 | 61.8114 | 85.8747 | 42.6001 | 72% | 42% | 9% | 17.5% | 12% | 9.2% | 13.401 | 26.9904 | 82.7323 | 41.0412 | 144417.7801 | 64.3% | 171276.8681 | 234406.9113 | 41.8134 | 42.4732 | -0.65978 |  | 12993927.95 | 6841721.2512 | 18749673.6014 |  | 10900259.0363
2022 | 14% | 44% | 51.84% | 42.8773 | 44.5059 | 307850.6647 | 287841.2274 | 170430.6503 | 7.5852 |  |  | Mid Trend (weighted or EV) |  |  | 14.6055 | 23.9417 | 29.5082 | 64.5369 | 89.4039 | 44.5059 | 74% | 44% | 10.5% | 20% | 14% | 10.4% | 14.071 | 28.4284 | 86.1324 | 42.8773 | 137420.0143 | 62.6% | 166748.5528 | 229079.4815 | 43.684 | 44.3992 | -0.71527 |  | 13701156.9969 | 7585161.7864 | 18923593.3289 |  | 11567230.6991
2023 | 16% | 46% | 54.64% | 44.7245 | 46.4232 | 310677.9912 | 290645.919 | 180061.5383 | 8.359 | [5 empty] | 15.3357 | 25.1481 | 31.0008 | 67.2624 | 92.9332 | 46.4232 | 76% | 46% | 12% | 22.5% | 16% | 11.6% | 14.7746 | 29.8664 | 89.5325 | 44.7245 | 130616.4529 | 60.9% | 162220.2375 | 223752.0517 | 45.5659 | 46.3361 | -0.77012 |  | 14422678.0654 | 8359039.4963 | 19097389.2086 |  | 12220884.8541
2024 | 18% | 48% | 57.36% | 46.5834 | 48.3528 | 313503.5153 | 293449.5506 | 189496.3321 | 9.1627 |  |  | Expected Value |  |  | 16.1025 | 26.3744 | 32.4934 | 69.9879 | 96.4624 | 48.3528 | 78% | 48% | 13.5% | 25% | 18% | 12.8% | 15.5133 | 31.3044 | 92.9326 | 46.5834 | 124007.1833 | 59.2% | 157691.9221 | 218424.6219 | 47.4599 | 48.2841 | -0.82428 |  | 15158769.8586 | 9162676.4823 | 19271074.2986 |  | 12861229.9807
2025 | 20% | 50% | 60% | 48.4547 | 50.2951 | 316327.4147 | 296252.2267 | 198735.1361 | 9.9954 |  |  | Choose |  |  | 16.9076 | 27.6214 | 33.9861 | 72.7135 | 99.9916 | 50.2951 | 80% | 50% | 15% | 27.5% | 20% | 14% | 16.2889 | 32.7424 | 96.3327 | 48.4547 | 117592.2786 | 57.5% | 153163.6068 | 213097.1921 | 49.3663 | 50.2441 | -0.87773 |  | 15909726.547 | 9995408.3143 | 19444659.5117 |  | 13488273.165
2026 | 22% | 52% | 62.56% | 50.7228 | 52.6494 | 319149.8394 | 299054.0355 | 207778.0387 | 10.9394 | [5 empty] | 17.753 | 29.1022 | 35.8691 | 76.0878 | 104.3261 | 52.6494 | 82% | 52% | 16.5% | 30% | 22% | 15.2% | 17.1034 | 34.5565 | 100.5085 | 50.7228 | 111371.8007 | 55.8% | 148635.2915 | 207769.7623 | 51.6771 | 52.6277 | -0.95053 |  | 16803048.6601 | 10939389.7905 | 19618154.079 |  | 14102020.4011
2027 | 24% | 54% | 65.04% | 53.0045 | 55.0178 | 321970.9179 | 301855.0525 | 216625.1154 | 11.9182 |  |  | Annual Financial Exposure (2010$MM) - Right Axis |  |  | 18.6407 | 30.6059 | 37.7521 | 79.4622 | 108.6605 | 55.0178 | 84% | 54% | 18% | 32.5% | 24% | 16.4% | 17.9586 | 36.3706 | 104.6843 | 53.0045 | 105345.8025 | 54.1% | 144106.9761 | 202442.3325 | 54.0018 | 55.0243 | -1.0225 |  | 17714122.7521 | 11918231.3425 | 19791565.8916 |  | 14702476.813
2028 | 26% | 56% | 67.44% | 55.3005 | 57.4009 | 324790.7609 | 304655.343 | 225276.4313 | 12.9311 |  |  | Present Value of Financial Exposure in 2010$ - $161MM |  |  | 19.5727 | 32.1337 | 39.6351 | 82.8366 | 112.995 | 57.4009 | 86% | 56% | 19.5% | 35% | 26% | 17.6% | 18.8565 | 38.1848 | 108.8602 | 55.3005 | 99514.3296 | 52.4% | 139578.6608 | 197114.9027 | 56.3409 | 57.4346 | -1.0937 |  | 18643293.6703 | 12931078.0068 | 19964901.7579 |  | 15289646.8218
2029 | 28% | 58% | 69.76% | 57.6114 | 59.7996 | 327609.4647 | 307454.9634 | 233732.043 | 13.9771 | [5 empty] | 20.5513 | 33.6868 | 41.5181 | 86.211 | 117.3294 | 59.7996 | 88% | 58% | 21% | 37.5% | 28% | 18.8% | 19.7993 | 39.9989 | 113.036 | 57.6114 | 93877.4217 | 50.7% | 135050.3455 | 191787.4729 | 58.6953 | 59.8593 | -1.164 |  | 19590925.8313 | 13977090.4439 | 20138167.6013 |  | 15863534.2737
2030 | 30% | 60% | 72% | 59.938 | 62.2146 | 330427.1139 | 310253.9636 | 241992.0003 | 15.0554 | [5 empty] | 21.5789 | 35.2665 | 43.4011 | 89.5854 | 121.6639 | 62.2146 | 90% | 60% | 22.5% | 40% | 30% | 20% | 20.7893 | 41.813 | 117.2118 | 59.938 | 88435.1136 | 49% | 130522.0302 | 186460.0431 | 61.0657 | 62.2992 | -1.2334 |  | 20557404.289 | 15055445.4385 | 20311368.6128 |  | 16424142.5394
2031 | 32% | 62% | 74.16% | 62.7715 | 65.1558 | 333243.7828 | 313052.3874 | 250056.3469 | 16.2926 | [5 empty] | 22.6579 | 37.1731 | 45.8353 | 93.7885 | 126.9741 | 65.1558 | 92% | 62% | 24% | 42% | 32% | 21.5% | 21.8287 | 44.158 | 122.3278 | 62.7715 | 83187.4359 | 47.3% | 125993.7148 | 181132.6133 | 63.9525 | 65.2858 | -1.3333 |  | 21712751.6448 | 16292611.1068 | 20484509.372 |  | 16971474.5929
2032 | 34% | 64% | 76.24% | 65.6223 | 68.1149 | 336059.5377 | 315850.2735 | 257925.1217 | 17.5685 |  |  | Sources of Compliance Costs |  |  | 23.7908 | 39.1091 | 48.2694 | 97.9916 | 132.2844 | 68.1149 | 94% | 64% | 25.5% | 44% | 34% | 23% | 22.9202 | 46.5031 | 127.4437 | 65.6223 | 78134.416 | 45.6% | 121465.3995 | 175805.1835 | 66.857 | 68.2891 | -1.4321 |  | 22890648.2348 | 17568533.4604 | 20657593.9439 |  | 17505533.0734
2033 | 36% | 65% | 77.6% | 68.4914 | 71.0928 | 338874.4375 | 318647.6568 | 264038.0861 | 18.7712 |  |  | Scope 1: Stationary Combustion | 2.162% | 99381.3333 | 24.9803 | 41.0757 | 50.7036 | 102.1947 | 137.5947 | 71.0928 | 96% | 65% | 27% | 46% | 36% | 24.5% | 24.0662 | 48.8482 | 132.5597 | 68.4914 | 74836.3514 | 43.9% | 116937.0842 | 170477.7537 | 69.78 | 71.3098 | -1.5298 |  | 24091546.7311 | 18771217.8481 | 20830625.9554 |  | 17920423.6394
2034 | 38% | 65% | 78.3% | 71.3795 | 74.0906 | 341688.5352 | 321444.5683 | 268541.5467 | 19.8964 |  |  | Scope 1: Mobile Combustion | 0.2009% | 9233.4339 | 26.2293 | 43.0747 | 53.1377 | 106.3978 | 142.9049 | 74.0906 | 98% | 65% | 28.5% | 48% | 38% | 26% | 25.2695 | 51.1932 | 137.6756 | 71.3795 | 73146.9885 | 42.2% | 112408.7688 | 165150.3239 | 72.7224 | 74.3489 | -1.6265 |  | 25315925.4453 | 19896417.5688 | 21003608.6598 |  | 18226076.2185
2035 | 40% | 65% | 79% | 74.2876 | 77.1093 | 344501.8785 | 324241.0362 | 273044.5636 | 21.0543 |  |  | Scope 2: Purchased Utilities | 82.2% | 3778742.8877 | 27.5408 | 45.1075 | 55.5718 | 110.6009 | 148.2152 | 77.1093 | 100% | 65% | 30% | 50% | 40% | 27.5% | 26.533 | 53.5383 | 142.7916 | 74.2876 | 71457.3149 | 40.5% | 107880.4535 | 159822.8941 | 75.6853 | 77.4073 | -1.722 |  | 26564289.7116 | 21054268.0461 | 21176544.9876 |  | 18531698.6824
2036 | 42% | 65% | 79.7% | 77.7412 | 80.6941 | 347314.5104 | 327037.0856 | 277547.1622 | 22.3964 |  |  | Scope 3: Air Travel | 9.9% | 455110.7016 | 28.6424 | 47.3755 | 58.6489 | 115.8397 | 154.7908 | 80.6941 | 100% | 65% | 30% | 52% | 42% | 29% | 27.5943 | 56.5028 | 149.1266 | 77.7412 | 69767.3482 | 38.8% | 103352.1382 | 154495.4643 | 79.2039 | 81.0595 | -1.8556 |  | 28026215.9913 | 22396405.798 | 21349437.5902 |  | 18837292.753
2037 | 44% | 65% | 80.4% | 81.117 | 84.198 | 350126.4702 | 329832.7398 | 282049.3654 | 23.748 |  |  | Scope 1: Refrigerants | 5.539% | 254610.1625 | 29.5017 | 49.5118 | 61.7261 | 121.0785 | 161.3664 | 84.198 | 100% | 65% | 30% | 54% | 44% | 30.5% | 28.4221 | 59.4673 | 155.4615 | 81.117 | 68077.1048 | 37.1% | 98823.8228 | 149168.0345 | 82.6432 | 84.6369 | -1.9937 |  | 29479965.5483 | 23748006.1731 | 21522288.8758 |  | 19142859.9937
2038 | 46% | 65% | 81.1% | 84.4063 | 87.6123 | 352937.7935 | 332628.0196 | 286551.1943 | 25.1054 | [5 empty] | 30.0917 | 51.5021 | 64.8032 | 126.3173 | 167.942 | 87.6123 | 100% | 65% | 30% | 56% | 46% | 32% | 28.9906 | 62.4318 | 161.7965 | 84.4063 | 66386.5992 | 35.4% | 94295.5075 | 143840.6047 | 85.9944 | 88.1313 | -2.1369 |  | 30921690.6439 | 25105408.2284 | 21695101.0389 |  | 19448401.8298
2039 | 48% | 65% | 81.8% | 87.6028 | 90.9302 | 355748.513 | 335422.9444 | 291052.6682 | 26.4655 | [5 empty] | 30.3926 | 53.3355 | 67.8803 | 131.5561 | 174.5176 | 90.9302 | 100% | 65% | 30% | 58% | 48% | 33.5% | 29.2805 | 65.3964 | 168.1315 | 87.6028 | 64695.8449 | 33.7% | 89767.1922 | 138513.1749 | 89.251 | 91.5364 | -2.2854 |  | 32348273.6425 | 26465469.3116 | 21867876.0867 |  | 19753919.5645
2040 | 50% | 65% | 82.5% | 90.9345 | 94.3884 | 358558.6587 | 338217.5316 | 295553.8045 | 27.8969 | [5 empty] | 30.3926 | 55.1775 | 71.2743 | 137.1868 | 181.4983 | 94.3884 | 100% | 65% | 30% | 60% | 50% | 35% | 29.2805 | 68.6662 | 174.8568 | 90.9345 | 63004.8542 | 32% | 85238.8768 | 133185.7451 | 92.6453 | 95.1059 | -2.4606 |  | 33843782.4087 | 27896854.2703 | 22040615.8603 |  | 20059414.3933
2041 | 52% | 65% | 83.2% | 94.0838 | 97.6574 | 361368.2581 | 341011.7976 | 300054.6195 | 29.3026 | [5 empty] | 30.0887 | 56.5598 | 74.1253 | 142.6742 | 188.7582 | 97.6574 | 100% | 65% | 30% | 62% | 52% | 36.5% | 28.9877 | 71.4128 | 181.851 | 94.0838 | 61313.6386 | 30.3% | 80710.5615 | 127858.3153 | 95.854 | 98.4413 | -2.5873 |  | 35290286.2342 | 29302555.418 | 22213322.0536 |  | 20364887.4162
2042 | 54% | 65% | 83.9% | 97.0294 | 100.7148 | 364177.3366 | 343805.7572 | 304555.1282 | 30.6732 | [5 empty] | 29.4869 | 57.4401 | 76.349 | 147.9789 | 196.3086 | 100.7148 | 100% | 65% | 30% | 64% | 54% | 38% | 28.4079 | 73.5552 | 189.1251 | 97.0294 | 59622.2084 | 28.6% | 76182.2462 | 122530.8854 | 98.8549 | 101.5127 | -2.6578 |  | 36678063.14 | 30673221.8066 | 22385996.2288 |  | 20670339.6476
2043 | 56% | 65% | 84.6% | 100.3878 | 104.2008 | 366985.9178 | 346599.4243 | 309055.3444 | 32.2038 | [5 empty] | 28.6023 | 57.7888 | 77.876 | 154.1347 | 206.124 | 104.2008 | 100% | 65% | 30% | 66% | 56% | 39.5% | 27.5557 | 75.0263 | 198.5813 | 100.3878 | 57930.5734 | 26.9% | 71653.9308 | 117203.4556 | 102.2765 | 104.9052 | -2.6287 |  | 38240217.5001 | 32203806.789 | 22558639.8309 |  | 20975772.0258
2044 | 58% | 65% | 85.3% | 104.2421 | 108.2015 | 369794.0234 | 349392.8117 | 313555.2809 | 33.9271 | [5 empty] | 27.4582 | 57.5905 | 78.6548 | 161.2696 | 218.4914 | 108.2015 | 100% | 65% | 30% | 68% | 58% | 41% | 26.4535 | 75.7766 | 210.4962 | 104.2421 | 56238.7424 | 25.2% | 67125.6155 | 111876.0258 | 106.2033 | 108.6929 | -2.4896 |  | 40012260.0276 | 33927144.9522 | 22731254.1992 |  | 21281185.4205
2045 | 60% | 65% | 86% | 108.7128 | 112.842 | 372601.6736 | 352185.9313 | 318054.9496 | 35.8899 | [5 empty] | 26.0853 | 56.8454 | 78.6548 | 169.5702 | 233.7858 | 112.842 | 100% | 65% | 30% | 70% | 60% | 42.5% | 25.1308 | 75.7766 | 225.2309 | 108.7128 | 54546.724 | 23.5% | 62597.3002 | 106548.596 | 110.7581 | 112.9883 | -2.2302 |  | 42045108.5333 | 35889948.4973 | 22903840.5782 |  | 21586580.6397
2046 | 62% | 65% | 86.7% | 113.4655 | 117.7753 | 375408.8874 | 354978.7942 | 322554.3616 | 37.9889 | [5 empty] | 24.5202 | 55.9959 | 78.6548 | 178.452 | 250.1508 | 117.7753 | 100% | 65% | 30% | 72% | 62% | 44% | 23.6229 | 75.7766 | 240.9971 | 113.4655 | 52854.5258 | 21.8% | 58068.9848 | 101221.1662 | 115.6003 | 117.5548 | -1.9544 |  | 44213883.3093 | 37988927.2311 | 23076400.1263 |  | 21891958.4357
2047 | 64% | 65% | 87.4% | 118.5376 | 123.04 | 378215.6822 | 357771.4107 | 327053.5272 | 40.2407 | [5 empty] | 22.8038 | 55.0644 | 78.6548 | 187.9555 | 267.6614 | 123.04 | 100% | 65% | 30% | 74% | 64% | 45.5% | 21.9693 | 75.7766 | 257.8669 | 118.5376 | 51162.155 | 20.1% | 53540.6695 | 95893.7364 | 120.7678 | 122.428 | -1.6602 |  | 46535652.0147 | 40240661.2076 | 23248933.9241 |  | 22197319.5103
2048 | 66% | 65% | 88.1% | 123.9686 | 128.6773 | 381022.0746 | 360563.7905 | 331552.4561 | 42.6633 | [5 empty] | 20.9795 | 54.0743 | 78.6548 | 198.1242 | 286.3977 | 128.6773 | 100% | 65% | 30% | 76% | 66% | 47% | 20.2118 | 75.7766 | 275.9176 | 123.9686 | 49469.6185 | 18.4% | 49012.3542 | 90566.3066 | 126.301 | 127.6461 | -1.345 |  | 49028898.2295 | 42663280.4531 | 23421442.9819 |  | 22502664.5193
2049 | 68% | 65% | 88.8% | 129.8004 | 134.7305 | 383828.0799 | 363355.9427 | 336051.1573 | 45.2764 | [5 empty] | 19.0913 | 53.0495 | 78.6548 | 209.0047 | 306.4455 | 134.7305 | 100% | 65% | 30% | 78% | 68% | 48.5% | 18.3927 | 75.7766 | 295.2318 | 129.8004 | 47776.9226 | 16.7% | 44484.0388 | 85238.8768 | 132.2425 | 133.2492 | -1.0067 |  | 51713366.4255 | 45276355.6062 | 23593928.2453 |  | 22807994.0768
2050 | 70% | 65% | 89.5% | 136.076 | 141.2446 | 386633.7125 | 366147.8757 | 340549.6394 | 48.1008 | [5 empty] | 17.1822 | 52.0134 | 78.6548 | 220.6469 | 327.8967 | 141.2446 | 100% | 65% | 30% | 80% | 70% | 50% | 16.5534 | 75.7766 | 315.898 | 136.076 | 46084.0731 | 15% | 39955.7235 | 79911.447 | 138.6362 | 139.2788 | -0.64258 |  | 54609909.7786 | 48100785.0072 | 23766390.6013 |  | 23113308.7588
Note on H2: rmckenna: This includes: Scope 1 - Stationary, Mobile, Refrigerants and Chemicals Scope 2 - Purchased Electricity, Purchased Steam and Purchased Chilled Water Scope 3 - Directly Financed Air Travel and Purchased Electricity T&D Losses

## BAUCashFlow
|  | Actionable Alternative: | BAU Cash Flow | [6 empty] | NPV through 2050 | Cumulative Carbon Abatement (2010 - 2050) | Contribution toward Neutralilty in
|  | Year Implemented: | 2010 | [5 empty] | Avoided Compliance Risk: | -160784739.9871 | -13526185.8373 | 2050
|  | Reference Case: | BAU | [5 empty] | Utility Costs: | -443874996.8713 | Average | -386771.9562
|  |  | Return to Summary | [5 empty] | Capital Cost: | 0 | -338154.6459 | -35.38%
|  | Wedge Group: | Energy Conservation | [5 empty] | New Capital Cost: | -602542054.9385
[9 empty] | Operating Costs: | 0
[9 empty] | Non-Utility Operating Costs: | -358027482.5893
[9 empty] | Incremental Cash Flow: | -1565229274.3862
[9 empty] | DPI: | -1.5977
IRR:
[9 empty] | Simple Payback: | Check Calc
[9 empty] | Total Incremental Savings (Cost) w/o Compliance Savings: | -1404444534.3991 | [26 empty] | 350 | BAU Cap Cost per GSF
[9 empty] | Levelized Cost (Savings) per MTCDE Avoided: | 99999.4 | (Values $99,999 and above indicate net carbon increase)
Levelized Avoided Compliance Cost per MTCDE Avoided:
| Incremental Utility Demand Savings | [8 empty] | Electricity Supply |  |  |  | Steam Supply |  |  |  | Chilled Water Supply |  |  |  | GHG and Compliance Risk Reductions |  |  |  |  | Incremental Fuel Savings (Cost) | [8 empty] | Incremental Non-Fuel OPEX/Capital Savings (Cost) | [6 empty] | Cash Flow
| Reference Electric Load | % Reduction from Reference | Change in Electricity Demand | Reference Steam Load | % Reduction from Reference | Change in Steam Demand | Reference Chilled Water Load | % Reduction from Reference | Change in Chilled Water Demand | Beginning Required P/E | Displaced P/E | New Electricity Source | Ending Required P/E | Beginning Required Steam | Displaced Steam | New Heat Source | Ending Required Steam | Beginning Required Chilled Water | Displaced Chilled Water | New Cooling Source | Ending Required Chilled Water | Scope 1 | Scope 2 | Scope 3 (Commuting) | Scope 3 (Air Travel, other) | Compliance Risk | Electricity Savings | New Electricity Source Fuel Cost | Steam Savings | New Steam Source Fuel Cost | Chilled Water Savings | New Chilled Water Source Fuel Cost | NG Savings | Campus Fleet Fuel | Incremental Fuel Savings (Cost) | Avoided Capital Cost | New Capital Cost | Incremental Capital | Avoided Operating Costs | New Operating Costs | Incremental OPEX | Other Revenue | Incremental Cash Flow | Cumulative Cash Flow | Notes/Description of Assumptions Please describe all assumptions for modeling here:
FYE | MWh |  | MWh | MMBtu |  | MMBtu | MMBtu |  | MMBtu | MWh | MWh | MWh | MWh | MMBtu | MMBtu | MMBtu | MMBtu | MMBtu | MMBtu | MMBtu | MMBtu | MTCDE | MTCDE | MTCDE | MTCDE | 2010 $ | 2010 $ | 2010 $ | 2010 $ | 2010 $ | 2010 $ | 2010 $ | 2010 $ | 2010 $ | 2010 $ | 2010 $ | 2010 $ | 2010 $ | 2010 $ | 2010 $ | 2010 $ | 2010 $ | 2010 $ | 2010 $
2010 | 128552.6351 | 0% | 128552.6351 | 685461.0151 | 0% | 685461.0151 | 179442.3946 | 0% | 179442.3946 | 257105.2703 | 0 | 0 | 257105.2703 | 1370922.0303 | 0 | 0 | 1370922.0303 | 358884.7891 | 0 | 0 | 358884.7891 | 19403.9672 | 185377.0943 | 16281.6434 | 45441.4804 | 0 | -10926973.9864 | 0 | -7583823.9972 | 0 | -3469219.6282 | 0 | 0 | 0 | -21980017.6118 | 0 | -34029118.3838 | -34029118.3838 | 0 | -18993579.3492 | -18993579.3492 | 0 | -75002715.3447 | -75002715.3447
2011 | 130129.2607 | 0% | 130129.2607 | 693847.6143 | 0% | 693847.6143 | 182506.9291 | 0% | 182506.9291 | 260258.5215 | 0 | 0 | 260258.5215 | 1387695.2285 | 0 | 0 | 1387695.2285 | 365013.8583 | 0 | 0 | 365013.8583 | 19635.5599 | 187751.0664 | 16337.6004 | 45712.5712 | 0 | -11116292.0983 | 0 | -7714994.962 | 0 | -3528467.2964 | 0 | 0 | 0 | -22359754.3567 | 0 | -34029118.3838 | -34029118.3838 | 0 | -19225965.3383 | -19225965.3383 | 0 | -75614838.0788 | -150617553.4235
2012 | 133825.368 | 0% | 133825.368 | 713508.4454 | 0% | 713508.4454 | 188515.5603 | 0% | 188515.5603 | 267650.736 | 0 | 0 | 267650.736 | 1427016.8909 | 0 | 0 | 1427016.8909 | 377031.1205 | 0 | 0 | 377031.1205 | 20175.6061 | 193176.7617 | 16380.5126 | 46192.4217 | 0 | -11489192.2197 | 0 | -7973274.7055 | 0 | -3644634.1653 | 0 | 0 | 0 | -23107101.0905 | 0 | -72529118.3838 | -72529118.3838 | 0 | -19770751.3275 | -19770751.3275 | 0 | -115406970.8018 | -266024524.2253
2013 | 135980.034 | 0% | 135980.034 | 724969.8351 | 0% | 724969.8351 | 192383.0303 | 0% | 192383.0303 | 271960.0681 | 0 | 0 | 271960.0681 | 1449939.6703 | 0 | 0 | 1449939.6703 | 384766.0605 | 0 | 0 | 384766.0605 | 20490.7935 | 196383.022 | 16416.6724 | 46491.8536 | 0 | -11732545.7531 | 0 | -8141859.573 | 0 | -3719405.2519 | 0 | 0 | 0 | -23593810.5779 | 0 | -44529118.3838 | -44529118.3838 | 0 | -20088337.3167 | -20088337.3167 | 0 | -88211266.2784 | -354235790.5036
2014 | 137556.6596 | 0% | 137556.6596 | 733356.4343 | 0% | 733356.4343 | 195447.5648 | 0% | 195447.5648 | 275113.3193 | 0 | 0 | 275113.3193 | 1466712.8685 | 0 | 0 | 1466712.8685 | 390895.1297 | 0 | 0 | 390895.1297 | 20721.6007 | 198756.9941 | 16448.5171 | 46720.4891 | 0 | -11927922.0905 | 0 | -8277226.4989 | 0 | -3778652.9201 | 0 | 0 | 0 | -23983801.5094 | 0 | -34029118.3838 | -34029118.3838 | 0 | -20320723.3059 | -20320723.3059 | 0 | -78333643.199 | -432569433.7027
2015 | 140674.7264 | 0% | 140674.7264 | 749942.4749 | 0% | 749942.4749 | 200653.2605 | 0% | 200653.2605 | 281349.4528 | 0 | 0 | 281349.4528 | 1499884.9498 | 0 | 0 | 1499884.9498 | 401306.5211 | 0 | 0 | 401306.5211 | 21176.9469 | 203350.4012 | 16477.2966 | 47112.257 | -3286482.5867 | -12259289.8614 | 0 | -8506751.4961 | 0 | -3879296.3706 | 0 | 0 | 0 | -24645337.7282 | 0 | -62029118.3838 | -62029118.3838 | 0 | -20780309.295 | -20780309.295 | 0 | -110741247.9937 | -543310681.6963
2016 | 142251.352 | 0% | 142251.352 | 758329.074 | 0% | 758329.074 | 203717.7951 | 0% | 203717.7951 | 284502.704 | 0 | 0 | 284502.704 | 1516658.148 | 0 | 0 | 1516658.148 | 407435.5902 | 0 | 0 | 407435.5902 | 21407.5787 | 205724.3733 | 16503.7535 | 47331.4059 | -3803107.4236 | -12458670.4733 | 0 | -8644891.8244 | 0 | -3938544.0388 | 0 | 0 | 0 | -25042106.3365 | 0 | -34029118.3838 | -34029118.3838 | 0 | -21012695.2842 | -21012695.2842 | 0 | -83887027.428 | -627197709.1244
2017 | 143827.9776 | 0% | 143827.9776 | 766715.6731 | 0% | 766715.6731 | 206782.3297 | 0% | 206782.3297 | 287655.9552 | 0 | 0 | 287655.9552 | 1533431.3463 | 0 | 0 | 1533431.3463 | 413564.6593 | 0 | 0 | 413564.6593 | 21638.1505 | 208098.3454 | 16528.3715 | 47547.317 | -4346166.5138 | -12659738.4091 | 0 | -8784200.8871 | 0 | -3997791.707 | 0 | 0 | 0 | -25441731.0032 | 0 | -34029118.3838 | -34029118.3838 | 0 | -21245081.2734 | -21245081.2734 | 0 | -85062097.1741 | -712259806.2984
2018 | 145404.6032 | 0% | 145404.6032 | 775102.2723 | 0% | 775102.2723 | 209846.8642 | 0% | 209846.8642 | 290809.2064 | 0 | 0 | 290809.2064 | 1550204.5446 | 0 | 0 | 1550204.5446 | 419693.7285 | 0 | 0 | 419693.7285 | 21868.6734 | 210472.3175 | 16551.4868 | 47760.5822 | -4915201.2868 | -12862505.5575 | 0 | -8924686.9181 | 0 | -4057039.3752 | 0 | 0 | 0 | -25844231.8508 | 0 | -34029118.3838 | -34029118.3838 | 0 | -21477467.2625 | -21477467.2625 | 0 | -86266018.7839 | -798525825.0824
2019 | 146981.2288 | 0% | 146981.2288 | 783488.8714 | 0% | 783488.8714 | 212911.3988 | 0% | 212911.3988 | 293962.4576 | 0 | 0 | 293962.4576 | 1566977.7428 | 0 | 0 | 1566977.7428 | 425822.7976 | 0 | 0 | 425822.7976 | 22099.1553 | 212846.2896 | 16573.344 | 47971.6321 | -5509761.9044 | -13066983.8838 | 0 | -9066358.2044 | 0 | -4116287.0434 | 0 | 0 | 0 | -26249629.1317 | 0 | -34029118.3838 | -34029118.3838 | 0 | -21709853.2517 | -21709853.2517 | 0 | -87498362.6716 | -886024187.7539
2020 | 148557.8544 | 0% | 148557.8544 | 791875.4705 | 0% | 791875.4705 | 215975.9334 | 0% | 215975.9334 | 297115.7088 | 0 | 0 | 297115.7088 | 1583750.9411 | 0 | 0 | 1583750.9411 | 431951.8667 | 0 | 0 | 431951.8667 | 22329.6022 | 215220.2616 | 16594.1278 | 48180.792 | -6129408.7233 | -13273185.4309 | 0 | -9209223.0864 | 0 | -4175534.7116 | 0 | 0 | 0 | -26657943.2289 | 0 | -34029118.3838 | -34029118.3838 | 0 | -21942239.2409 | -21942239.2409 | 0 | -88758709.5769 | -974782897.3308
2021 | 150134.48 | 0% | 150134.48 | 800262.0697 | 0% | 800262.0697 | 219040.4679 | 0% | 219040.4679 | 300268.9601 | 0 | 0 | 300268.9601 | 1600524.1393 | 0 | 0 | 1600524.1393 | 438080.9358 | 0 | 0 | 438080.9358 | 22560.0188 | 217594.2337 | 16613.9818 | 48388.3146 | -6841721.2512 | -13481122.3187 | 0 | -9353289.9583 | 0 | -4234782.3799 | 0 | 0 | 0 | -27069194.6569 | 0 | -34029118.3838 | -34029118.3838 | 0 | -22174625.2301 | -22174625.2301 | 0 | -90114659.5219 | -1064897556.8527
2022 | 151711.1056 | 0% | 151711.1056 | 808648.6688 | 0% | 808648.6688 | 222105.0025 | 0% | 222105.0025 | 303422.2113 | 0 | 0 | 303422.2113 | 1617297.3376 | 0 | 0 | 1617297.3376 | 444210.005 | 0 | 0 | 444210.005 | 22790.4088 | 219968.2058 | 16633.02 | 48594.4008 | -7585161.7864 | -13690806.7459 | 0 | -9498567.2683 | 0 | -4294030.0481 | 0 | 0 | 0 | -27483404.0623 | 0 | -34029118.3838 | -34029118.3838 | 0 | -22407011.2192 | -22407011.2192 | 0 | -91504695.4516 | -1156402252.3044
2023 | 153287.7312 | 0% | 153287.7312 | 817035.2679 | 0% | 817035.2679 | 225169.537 | 0% | 225169.537 | 306575.4625 | 0 | 0 | 306575.4625 | 1634070.5358 | 0 | 0 | 1634070.5358 | 450339.0741 | 0 | 0 | 450339.0741 | 23020.7753 | 222342.1779 | 16651.3349 | 48799.2136 | -8359039.4963 | -13902250.9892 | 0 | -9645063.5192 | 0 | -4353277.7163 | 0 | 0 | 0 | -27900592.2247 | 0 | -34029118.3838 | -34029118.3838 | 0 | -22639397.2084 | -22639397.2084 | 0 | -92928147.3131 | -1249330399.6175
2024 | 154864.3568 | 0% | 154864.3568 | 825421.8671 | 0% | 825421.8671 | 228234.0716 | 0% | 228234.0716 | 309728.7137 | 0 | 0 | 309728.7137 | 1650843.7341 | 0 | 0 | 1650843.7341 | 456468.1432 | 0 | 0 | 456468.1432 | 23251.1207 | 224716.15 | 16669.0029 | 49002.8872 | -9162676.4823 | -14115467.4048 | 0 | -9792787.2684 | 0 | -4412525.3845 | 0 | 0 | 0 | -28320780.0577 | 0 | -34029118.3838 | -34029118.3838 | 0 | -22871783.1976 | -22871783.1976 | 0 | -94384358.1214 | -1343714757.7389
2025 | 156440.9824 | 0% | 156440.9824 | 833808.4662 | 0% | 833808.4662 | 231298.6062 | 0% | 231298.6062 | 312881.9649 | 0 | 0 | 312881.9649 | 1667616.9324 | 0 | 0 | 1667616.9324 | 462597.2123 | 0 | 0 | 462597.2123 | 23481.4471 | 227090.1221 | 16686.0877 | 49205.5337 | -9995408.3143 | -14330468.4283 | 0 | -9941747.1285 | 0 | -4471773.0527 | 0 | 0 | 0 | -28743988.6095 | 0 | -34029118.3838 | -34029118.3838 | 0 | -23104169.1867 | -23104169.1867 | 0 | -95872684.4943 | -1439587442.2332
2026 | 158017.608 | 0% | 158017.608 | 842195.0653 | 0% | 842195.0653 | 234363.1407 | 0% | 234363.1407 | 316035.2161 | 0 | 0 | 316035.2161 | 1684390.1306 | 0 | 0 | 1684390.1306 | 468726.2815 | 0 | 0 | 468726.2815 | 23711.7563 | 229464.0941 | 16702.6431 | 49407.2482 | -10939389.7905 | -14547266.5753 | 0 | -10091951.7675 | 0 | -4531020.7209 | 0 | 0 | 0 | -29170239.0638 | 0 | -34029118.3838 | -34029118.3838 | 0 | -23336555.1759 | -23336555.1759 | 0 | -97475302.414 | -1537062744.6472
2027 | 159594.2336 | 0% | 159594.2336 | 850581.6644 | 0% | 850581.6644 | 237427.6753 | 0% | 237427.6753 | 319188.4673 | 0 | 0 | 319188.4673 | 1701163.3289 | 0 | 0 | 1701163.3289 | 474855.3506 | 0 | 0 | 474855.3506 | 23942.0497 | 231838.0662 | 16718.7152 | 49608.1118 | -11918231.3425 | -14765874.4421 | 0 | -10243409.9093 | 0 | -4590268.3891 | 0 | 0 | 0 | -29599552.7405 | 0 | -34029118.3838 | -34029118.3838 | 0 | -23568941.1651 | -23568941.1651 | 0 | -99115843.6318 | -1636178588.279
2028 | 161170.8592 | 0% | 161170.8592 | 858968.2636 | 0% | 858968.2636 | 240492.2099 | 0% | 240492.2099 | 322341.7185 | 0 | 0 | 322341.7185 | 1717936.5271 | 0 | 0 | 1717936.5271 | 480984.4197 | 0 | 0 | 480984.4197 | 24172.3287 | 234212.0383 | 16734.3439 | 49808.1944 | -12931078.0068 | -14986304.7059 | 0 | -10396130.3336 | 0 | -4649516.0573 | 0 | 0 | 0 | -30031951.0969 | 0 | -34029118.3838 | -34029118.3838 | 0 | -23801327.1543 | -23801327.1543 | 0 | -100793474.6417 | -1736972062.9207
2029 | 162747.4848 | 0% | 162747.4848 | 867354.8627 | 0% | 867354.8627 | 243556.7444 | 0% | 243556.7444 | 325494.9697 | 0 | 0 | 325494.9697 | 1734709.7254 | 0 | 0 | 1734709.7254 | 487113.4888 | 0 | 0 | 487113.4888 | 24402.5943 | 236586.0104 | 16749.5636 | 50007.5571 | -13977090.4439 | -15208570.1255 | 0 | -10550121.877 | 0 | -4708763.7255 | 0 | 0 | 0 | -30467455.728 | 0 | -34029118.3838 | -34029118.3838 | 0 | -24033713.1434 | -24033713.1434 | 0 | -102507377.6991 | -1839479440.6198
2030 | 164324.1104 | 0% | 164324.1104 | 875741.4618 | 0% | 875741.4618 | 246621.279 | 0% | 246621.279 | 328648.2209 | 0 | 0 | 328648.2209 | 1751482.9237 | 0 | 0 | 1751482.9237 | 493242.558 | 0 | 0 | 493242.558 | 24632.8476 | 238959.9825 | 16764.4048 | 50206.2531 | -15055445.4385 | -15432683.5417 | 0 | -10705393.4325 | 0 | -4768011.3937 | 0 | 0 | 0 | -30906088.3679 | 0 | -34029118.3838 | -34029118.3838 | 0 | -24266099.1326 | -24266099.1326 | 0 | -104256751.3228 | -1943736191.9425
2031 | 165900.736 | 0% | 165900.736 | 884128.061 | 0% | 884128.061 | 249685.8135 | 0% | 249685.8135 | 331801.4721 | 0 | 0 | 331801.4721 | 1768256.1219 | 0 | 0 | 1768256.1219 | 499371.6271 | 0 | 0 | 499371.6271 | 24863.0895 | 241333.9545 | 16778.8941 | 50404.3295 | -16292611.1068 | -15658657.8777 | 0 | -10861953.9505 | 0 | -4827259.062 | 0 | 0 | 0 | -31347870.8902 | 0 | -34029118.3838 | -34029118.3838 | 0 | -24498485.1218 | -24498485.1218 | 0 | -106168085.5025 | -2049904277.4451
2032 | 167477.3616 | 0% | 167477.3616 | 892514.6601 | 0% | 892514.6601 | 252750.3481 | 0% | 252750.3481 | 334954.7233 | 0 | 0 | 334954.7233 | 1785029.3202 | 0 | 0 | 1785029.3202 | 505500.6962 | 0 | 0 | 505500.6962 | 25093.3206 | 243707.9266 | 16793.0554 | 50601.8282 | -17568533.4604 | -15886506.1401 | 0 | -11019812.4389 | 0 | -4886506.7302 | 0 | 0 | 0 | -31792825.3091 | 0 | -34029118.3838 | -34029118.3838 | 0 | -24730871.1109 | -24730871.1109 | 0 | -108121348.2643 | -2158025625.7093
2033 | 169053.9872 | 0% | 169053.9872 | 900901.2592 | 0% | 900901.2592 | 255814.8827 | 0% | 255814.8827 | 338107.9745 | 0 | 0 | 338107.9745 | 1801802.5184 | 0 | 0 | 1801802.5184 | 511629.7653 | 0 | 0 | 511629.7653 | 25323.5418 | 246081.8987 | 16806.9097 | 50798.7864 | -18771217.8481 | -16116241.4186 | 0 | -11178977.9633 | 0 | -4945754.3984 | 0 | 0 | 0 | -32240973.7803 | 0 | -34029118.3838 | -34029118.3838 | 0 | -24963257.1001 | -24963257.1001 | 0 | -110004567.1122 | -2268030192.8216
2034 | 170630.6128 | 0% | 170630.6128 | 909287.8584 | 0% | 909287.8584 | 258879.4172 | 0% | 258879.4172 | 341261.2257 | 0 | 0 | 341261.2257 | 1818575.7167 | 0 | 0 | 1818575.7167 | 517758.8345 | 0 | 0 | 517758.8345 | 25553.7536 | 248455.8708 | 16820.476 | 50995.2376 | -19896417.5688 | -16347876.8872 | 0 | -11339459.6477 | 0 | -5005002.0666 | 0 | 0 | 0 | -32692338.6015 | 0 | -34029118.3838 | -34029118.3838 | 0 | -25195643.0893 | -25195643.0893 | 0 | -111813517.6433 | -2379843710.4649
2035 | 172207.2384 | 0% | 172207.2384 | 917674.4575 | 0% | 917674.4575 | 261943.9518 | 0% | 261943.9518 | 344414.4769 | 0 | 0 | 344414.4769 | 1835348.915 | 0 | 0 | 1835348.915 | 523887.9036 | 0 | 0 | 523887.9036 | 25783.9565 | 250829.8429 | 16833.7716 | 51191.212 | -21054268.0461 | -16581425.8045 | 0 | -11501266.6744 | 0 | -5064249.7348 | 0 | 0 | 0 | -33146942.2137 | 0 | -34029118.3838 | -34029118.3838 | 0 | -25428029.0785 | -25428029.0785 | 0 | -113658357.722 | -2493502068.1869
2036 | 173783.864 | 0% | 173783.864 | 926061.0566 | 0% | 926061.0566 | 265008.4864 | 0% | 265008.4864 | 347567.7281 | 0 | 0 | 347567.7281 | 1852122.1132 | 0 | 0 | 1852122.1132 | 530016.9727 | 0 | 0 | 530016.9727 | 26014.1512 | 253203.815 | 16846.8118 | 51386.7367 | -22396405.798 | -16816901.5141 | 0 | -11664408.2849 | 0 | -5123497.403 | 0 | 0 | 0 | -33604807.202 | 0 | -34029118.3838 | -34029118.3838 | 0 | -25660415.0676 | -25660415.0676 | 0 | -115690746.4514 | -2609192814.6382
2037 | 175360.4896 | 0% | 175360.4896 | 934447.6557 | 0% | 934447.6557 | 268073.0209 | 0% | 268073.0209 | 350720.9793 | 0 | 0 | 350720.9793 | 1868895.3115 | 0 | 0 | 1868895.3115 | 536146.0418 | 0 | 0 | 536146.0418 | 26244.338 | 255577.787 | 16859.6107 | 51581.8366 | -23748006.1731 | -17054317.4451 | 0 | -11828893.7799 | 0 | -5182745.0712 | 0 | 0 | 0 | -34065956.2962 | 0 | -34029118.3838 | -34029118.3838 | 0 | -25892801.0568 | -25892801.0568 | 0 | -117735881.9099 | -2726928696.5481
2038 | 176937.1152 | 0% | 176937.1152 | 942834.2549 | 0% | 942834.2549 | 271137.5555 | 0% | 271137.5555 | 353874.2305 | 0 | 0 | 353874.2305 | 1885668.5097 | 0 | 0 | 1885668.5097 | 542275.111 | 0 | 0 | 542275.111 | 26474.5173 | 257951.7591 | 16872.1812 | 51776.5342 | -25105408.2284 | -17293687.1128 | 0 | -11994732.5196 | 0 | -5241992.7394 | 0 | 0 | 0 | -34530412.3718 | 0 | -34029118.3838 | -34029118.3838 | 0 | -26125187.046 | -26125187.046 | 0 | -119790126.03 | -2846718822.5781
2039 | 178513.7408 | 0% | 178513.7408 | 951220.854 | 0% | 951220.854 | 274202.0901 | 0% | 274202.0901 | 357027.4817 | 0 | 0 | 357027.4817 | 1902441.708 | 0 | 0 | 1902441.708 | 548404.1801 | 0 | 0 | 548404.1801 | 26704.6896 | 260325.7312 | 16884.535 | 51970.8501 | -26465469.3116 | -17535024.1193 | 0 | -12161933.9244 | 0 | -5301240.4076 | 0 | 0 | 0 | -34998198.4513 | 0 | -34029118.3838 | -34029118.3838 | 0 | -26357573.0351 | -26357573.0351 | 0 | -121850359.1818 | -2968569181.7599
2040 | 180090.3664 | 0% | 180090.3664 | 959607.4531 | 0% | 959607.4531 | 277266.6246 | 0% | 277266.6246 | 360180.7329 | 0 | 0 | 360180.7329 | 1919214.9063 | 0 | 0 | 1919214.9063 | 554533.2492 | 0 | 0 | 554533.2492 | 26934.8551 | 262699.7033 | 16896.6828 | 52164.8033 | -27896854.2703 | -17778342.1537 | 0 | -12330507.4748 | 0 | -5360488.0758 | 0 | 0 | 0 | -35469337.7044 | 0 | -34029118.3838 | -34029118.3838 | 0 | -26589959.0243 | -26589959.0243 | 0 | -123985269.3828 | -3092554451.1426
2041 | 181666.992 | 0% | 181666.992 | 967994.0523 | 0% | 967994.0523 | 280331.1592 | 0% | 280331.1592 | 363333.9841 | 0 | 0 | 363333.9841 | 1935988.1045 | 0 | 0 | 1935988.1045 | 560662.3184 | 0 | 0 | 560662.3184 | 27165.0143 | 265073.6754 | 16908.6345 | 52358.4113 | -29302555.418 | -18023654.9929 | 0 | -12500462.7125 | 0 | -5419735.7441 | 0 | 0 | 0 | -35943853.4494 | 0 | -34029118.3838 | -34029118.3838 | 0 | -26822345.0135 | -26822345.0135 | 0 | -126097872.2646 | -3218652323.4072
2042 | 183243.6176 | 0% | 183243.6176 | 976380.6514 | 0% | 976380.6514 | 283395.6937 | 0% | 283395.6937 | 366487.2353 | 0 | 0 | 366487.2353 | 1952761.3028 | 0 | 0 | 1952761.3028 | 566791.3875 | 0 | 0 | 566791.3875 | 27395.1674 | 267447.6475 | 16920.3992 | 52551.6899 | -30673221.8066 | -18270976.5018 | 0 | -12671809.2398 | 0 | -5478983.4123 | 0 | 0 | 0 | -36421769.1539 | 0 | -34029118.3838 | -34029118.3838 | 0 | -27054731.0026 | -27054731.0026 | 0 | -128178840.3469 | -3346831163.7541
2043 | 184820.2432 | 0% | 184820.2432 | 984767.2505 | 0% | 984767.2505 | 286460.2283 | 0% | 286460.2283 | 369640.4865 | 0 | 0 | 369640.4865 | 1969534.501 | 0 | 0 | 1969534.501 | 572920.4566 | 0 | 0 | 572920.4566 | 27625.3146 | 269821.6195 | 16931.9855 | 52744.6543 | -32203806.789 | -18520320.6345 | 0 | -12844556.7209 | 0 | -5538231.0805 | 0 | 0 | 0 | -36903108.4359 | 0 | -34029118.3838 | -34029118.3838 | 0 | -27287116.9918 | -27287116.9918 | 0 | -130423150.6004 | -3477254314.3546
2044 | 186396.8688 | 0% | 186396.8688 | 993153.8496 | 0% | 993153.8496 | 289524.7629 | 0% | 289524.7629 | 372793.7377 | 0 | 0 | 372793.7377 | 1986307.6993 | 0 | 0 | 1986307.6993 | 579049.5257 | 0 | 0 | 579049.5257 | 27855.4563 | 272195.5916 | 16943.401 | 52937.318 | -33927144.9522 | -18771701.4341 | 0 | -13018714.8815 | 0 | -5597478.7487 | 0 | 0 | 0 | -37387895.0643 | 0 | -34029118.3838 | -34029118.3838 | 0 | -27519502.981 | -27519502.981 | 0 | -132863661.3812 | -3610117975.7358
2045 | 187973.4944 | 0% | 187973.4944 | 1001540.4488 | 0% | 1001540.4488 | 292589.2974 | 0% | 292589.2974 | 375946.9889 | 0 | 0 | 375946.9889 | 2003080.8976 | 0 | 0 | 2003080.8976 | 585178.5949 | 0 | 0 | 585178.5949 | 28085.5927 | 274569.5637 | 16954.653 | 53129.6939 | -35889948.4973 | -19025133.0337 | 0 | -13194293.5098 | 0 | -5656726.4169 | 0 | 0 | 0 | -37876152.9604 | 0 | -34029118.3838 | -34029118.3838 | 0 | -27751888.9702 | -27751888.9702 | 0 | -135547108.8116 | -3745665084.5474
2046 | 189550.12 | 0% | 189550.12 | 1009927.0479 | 0% | 1009927.0479 | 295653.832 | 0% | 295653.832 | 379100.2401 | 0 | 0 | 379100.2401 | 2019854.0958 | 0 | 0 | 2019854.0958 | 591307.664 | 0 | 0 | 591307.664 | 28315.724 | 276943.5358 | 16965.7484 | 53321.7939 | -37988927.2311 | -19280629.6568 | 0 | -13371302.4565 | 0 | -5715974.0851 | 0 | 0 | 0 | -38367906.1984 | 0 | -34029118.3838 | -34029118.3838 | 0 | -27984274.9593 | -27984274.9593 | 0 | -138370226.7726 | -3884035311.3199
2047 | 191126.7456 | 0% | 191126.7456 | 1018313.647 | 0% | 1018313.647 | 298718.3666 | 0% | 298718.3666 | 382253.4913 | 0 | 0 | 382253.4913 | 2036627.2941 | 0 | 0 | 2036627.2941 | 597436.7331 | 0 | 0 | 597436.7331 | 28545.8503 | 279317.5079 | 16976.6934 | 53513.6291 | -40240661.2076 | -19538205.6177 | 0 | -13549751.6354 | 0 | -5775221.7533 | 0 | 0 | 0 | -38863179.0064 | 0 | -34029118.3838 | -34029118.3838 | 0 | -28216660.9485 | -28216660.9485 | 0 | -141349619.5463 | -4025384930.8662
2048 | 192703.3712 | 0% | 192703.3712 | 1026700.2462 | 0% | 1026700.2462 | 301782.9011 | 0% | 301782.9011 | 385406.7425 | 0 | 0 | 385406.7425 | 2053400.4923 | 0 | 0 | 2053400.4923 | 603565.8022 | 0 | 0 | 603565.8022 | 28775.972 | 281691.4799 | 16987.494 | 53705.2099 | -42663280.4531 | -19797875.3225 | 0 | -13729651.0234 | 0 | -5834469.4215 | 0 | 0 | 0 | -39361995.7675 | 0 | -34029118.3838 | -34029118.3838 | 0 | -28449046.9377 | -28449046.9377 | 0 | -144503441.542 | -4169888372.4083
2049 | 194279.9968 | 0% | 194279.9968 | 1035086.8453 | 0% | 1035086.8453 | 304847.4357 | 0% | 304847.4357 | 388559.9937 | 0 | 0 | 388559.9937 | 2070173.6906 | 0 | 0 | 2070173.6906 | 609694.8714 | 0 | 0 | 609694.8714 | 29006.0892 | 284065.452 | 16998.1556 | 53896.5461 | -45276355.6062 | -20059653.2692 | 0 | -13911010.6616 | 0 | -5893717.0897 | 0 | 0 | 0 | -39864381.0206 | 0 | -34029118.3838 | -34029118.3838 | 0 | -28681432.9268 | -28681432.9268 | 0 | -147851287.9374 | -4317739660.3456
2050 | 195856.6225 | 0% | 195856.6225 | 1043473.4444 | 0% | 1043473.4444 | 307911.9702 | 0% | 307911.9702 | 391713.2449 | 0 | 0 | 391713.2449 | 2086946.8889 | 0 | 0 | 2086946.8889 | 615823.9405 | 0 | 0 | 615823.9405 | 29236.2019 | 286439.4241 | 17008.6835 | 54087.6466 | -48100785.0072 | -20323554.0486 | 0 | -14093840.6549 | 0 | -5952964.7579 | 0 | 0 | 0 | -40370359.4614 | 0 | -34029118.3838 | -34029118.3838 | 0 | -28913818.916 | -28913818.916 | 0 | -151414081.7683 | -4469153742.114

## GHGFinExp
Use this interface to choose the possible future GHG policy and pricing scenario that will be used in the model. In the grey box below select either Expected Value or "Choose". If "Choose" is selected you will then choose a Legislative Scenario and a Technology Case to select the associated GHG price curve. |  |  |  |  | Case Western Potential GHG Financial Exposure
View GHG Pricing Scenarios
|  | Current Selection: | Moderate
|  | Current Selection: | Moderate Advances
Legislative Scenario
|  | Weak | Moderate | Stringent
Technology Scenario | Breakthrough Advances | Low Trend (P10) | P30 | Mid Trend (unweighted or P50) |  |  | Low Trend (P10) | Mid Trend (weighted or EV)
| Moderate Advances | P30 | Mid Trend (weighted or EV) | P70 |  |  | Mid Trend (unweighted or P50) | P70
| Minimal Advances | Mid Trend (unweighted or P50) | P70 | High Trend (P90) |  |  | High Trend (P90) | P30
Sources of Compliance Costs
|  |  | Scope 1: Stationary Combustion |  | 2.162% | Scope 1: Refrigerants |  |  | 5.539%
|  |  | Scope 1: Mobile Combustion |  | 0.2009% | Scope 3: Air Travel |  |  | 9.9%
|  |  | Scope 2: Purchased Utilities |  | 82.2%
Notes:
HOME

## Template
|  | Actionable Alternative: | Template | [6 empty] | NPV through 2050 | Cumulative Carbon Abatement (2010 - 2050) | Contribution toward Neutralilty in |  | Average
|  | Year Implemented: | 2010 | [5 empty] | Avoided Compliance Risk: | 0 | 0 | 2050
|  | Reference Case: | BAU | [5 empty] | Incremental Fuel Savings (Cost): | 0 | Average | 0 |  | 0
|  |  | Return to Summary | [5 empty] | Avoided Capital Cost: | 0 | 0 | 0% |  | 0
|  | Wedge Group: | Energy Conservation | [5 empty] | New Capital Cost: | 0 |  |  |  | 0
[9 empty] | Avoided Operating Costs: | 0 |  |  |  | 0
[9 empty] | New Operating Costs: | 0 |  |  |  | 0
[9 empty] | Incremental Cash Flow: | 0
[9 empty] | DPI: | No Capital
IRR:
[9 empty] | Simple Payback: | Check Calc
[9 empty] | Total Incremental Savings (Cost) w/o Compliance Savings: | 0
[9 empty] | Levelized Cost (Savings) per MTCDE Avoided: |  | (Values $99,999 and above indicate net carbon increase)
Levelized Avoided Compliance Cost per MTCDE Avoided:
| Incremental Utility Demand Savings | [8 empty] | Electricity Supply |  |  |  | Steam Supply |  |  |  | Chilled Water Supply |  |  |  | GHG and Compliance Risk Reductions |  |  |  |  | Incremental Fuel Savings (Cost) | [8 empty] | Incremental Non-Fuel OPEX/Capital Savings (Cost) | [6 empty] | Cash Flow
| Reference Electric Load | % Reduction from Reference | Change in Electricity Demand | Reference Steam Load | % Reduction from Reference | Change in Steam Demand | Reference Chilled Water Load | % Reduction from Reference | Change in Chilled Water Demand | Beginning Required P/E | Displaced P/E | New Electricity Source | Ending Required P/E | Beginning Required Steam | Displaced Steam | New Heat Source | Ending Required Steam | Beginning Required Chilled Water | Displaced Chilled Water | New Cooling Source | Ending Required Chilled Water | Scope 1 | Scope 2 | Scope 3 (Commuting) | Scope 3 (Air Travel, other) | Avoided Compliance Risk | Electricity Savings | New Electricity Source Fuel Cost | Steam Savings | New Steam Source Fuel Cost | Chilled Water Savings | New Chilled Water Source Fuel Cost | NG Savings | Campus Fleet Fuel | Incremental Fuel Savings (Cost) | Avoided Capital Cost | New Capital Cost | Incremental Capital | Avoided Operating Costs | New Operating Costs | Incremental OPEX | Other Revenue | Incremental Cash Flow | Cumulative Cash Flow | Notes/Description of Assumptions Please describe all assumptions for modeling here:
FYE | MWh |  | MWh | MMBtu |  | MMBtu | MMBtu |  | MMBtu | MWh | MWh | MWh | MWh | MMBtu | MMBtu | MMBtu | MMBtu | MMBtu | MMBtu | MMBtu | MMBtu | MTCDE | MTCDE | MTCDE | MTCDE | 2010 $ | 2010 $ | 2010 $ | 2010 $ | 2010 $ | 2010 $ | 2010 $ | 2010 $ | 2010 $ | 2010 $ | 2010 $ | 2010 $ | 2010 $ | 2010 $ | 2010 $ | 2010 $ | 2010 $ | 2010 $ | 2010 $
2010 | 128552.6351 | 0% | 0 | 685461.0151 | 0% | 0 | 179442.3946 | 0% | 0 | 128552.6351 | 0 | 0 | 128552.6351 | 685461.0151 | 0 | 0 | 685461.0151 | 179442.3946 | 0 | 0 | 179442.3946 | 0 | 0 | 0 | 0 | 0 | 0 | 0 | 0 | 0 | 0 | 0 | 0 | 0 | 0 | 0 | 0 | 0 | 0 | 0 | 0 | 0 | 0 | 0
2011 | 130129.2607 | 0% | 0 | 693847.6143 | 0% | 0 | 182506.9291 | 0% | 0 | 130129.2607 | 0 | 0 | 130129.2607 | 693847.6143 | 0 | 0 | 693847.6143 | 182506.9291 | 0 | 0 | 182506.9291 | 0 | 0 | 0 | 0 | 0 | 0 | 0 | 0 | 0 | 0 | 0 | 0 | 0 | 0 | 0 | 0 | 0 | 0 | 0 | 0 | 0 | 0 | 0
2012 | 133825.368 | 0% | 0 | 713508.4454 | 0% | 0 | 188515.5603 | 0% | 0 | 133825.368 | 0 | 0 | 133825.368 | 713508.4454 | 0 | 0 | 713508.4454 | 188515.5603 | 0 | 0 | 188515.5603 | 0 | 0 | 0 | 0 | 0 | 0 | 0 | 0 | 0 | 0 | 0 | 0 | 0 | 0 | 0 | 0 | 0 | 0 | 0 | 0 | 0 | 0 | 0
2013 | 135980.034 | 0% | 0 | 724969.8351 | 0% | 0 | 192383.0303 | 0% | 0 | 135980.034 | 0 | 0 | 135980.034 | 724969.8351 | 0 | 0 | 724969.8351 | 192383.0303 | 0 | 0 | 192383.0303 | 0 | 0 | 0 | 0 | 0 | 0 | 0 | 0 | 0 | 0 | 0 | 0 | 0 | 0 | 0 | 0 | 0 | 0 | 0 | 0 | 0 | 0 | 0
2014 | 137556.6596 | 0% | 0 | 733356.4343 | 0% | 0 | 195447.5648 | 0% | 0 | 137556.6596 | 0 | 0 | 137556.6596 | 733356.4343 | 0 | 0 | 733356.4343 | 195447.5648 | 0 | 0 | 195447.5648 | 0 | 0 | 0 | 0 | 0 | 0 | 0 | 0 | 0 | 0 | 0 | 0 | 0 | 0 | 0 | 0 | 0 | 0 | 0 | 0 | 0 | 0 | 0
2015 | 140674.7264 | 0% | 0 | 749942.4749 | 0% | 0 | 200653.2605 | 0% | 0 | 140674.7264 | 0 | 0 | 140674.7264 | 749942.4749 | 0 | 0 | 749942.4749 | 200653.2605 | 0 | 0 | 200653.2605 | 0 | 0 | 0 | 0 | 0 | 0 | 0 | 0 | 0 | 0 | 0 | 0 | 0 | 0 | 0 | 0 | 0 | 0 | 0 | 0 | 0 | 0 | 0
2016 | 142251.352 | 0% | 0 | 758329.074 | 0% | 0 | 203717.7951 | 0% | 0 | 142251.352 | 0 | 0 | 142251.352 | 758329.074 | 0 | 0 | 758329.074 | 203717.7951 | 0 | 0 | 203717.7951 | 0 | 0 | 0 | 0 | 0 | 0 | 0 | 0 | 0 | 0 | 0 | 0 | 0 | 0 | 0 | 0 | 0 | 0 | 0 | 0 | 0 | 0 | 0
2017 | 143827.9776 | 0% | 0 | 766715.6731 | 0% | 0 | 206782.3297 | 0% | 0 | 143827.9776 | 0 | 0 | 143827.9776 | 766715.6731 | 0 | 0 | 766715.6731 | 206782.3297 | 0 | 0 | 206782.3297 | 0 | 0 | 0 | 0 | 0 | 0 | 0 | 0 | 0 | 0 | 0 | 0 | 0 | 0 | 0 | 0 | 0 | 0 | 0 | 0 | 0 | 0 | 0
2018 | 145404.6032 | 0% | 0 | 775102.2723 | 0% | 0 | 209846.8642 | 0% | 0 | 145404.6032 | 0 | 0 | 145404.6032 | 775102.2723 | 0 | 0 | 775102.2723 | 209846.8642 | 0 | 0 | 209846.8642 | 0 | 0 | 0 | 0 | 0 | 0 | 0 | 0 | 0 | 0 | 0 | 0 | 0 | 0 | 0 | 0 | 0 | 0 | 0 | 0 | 0 | 0 | 0
2019 | 146981.2288 | 0% | 0 | 783488.8714 | 0% | 0 | 212911.3988 | 0% | 0 | 146981.2288 | 0 | 0 | 146981.2288 | 783488.8714 | 0 | 0 | 783488.8714 | 212911.3988 | 0 | 0 | 212911.3988 | 0 | 0 | 0 | 0 | 0 | 0 | 0 | 0 | 0 | 0 | 0 | 0 | 0 | 0 | 0 | 0 | 0 | 0 | 0 | 0 | 0 | 0 | 0
2020 | 148557.8544 | 0% | 0 | 791875.4705 | 0% | 0 | 215975.9334 | 0% | 0 | 148557.8544 | 0 | 0 | 148557.8544 | 791875.4705 | 0 | 0 | 791875.4705 | 215975.9334 | 0 | 0 | 215975.9334 | 0 | 0 | 0 | 0 | 0 | 0 | 0 | 0 | 0 | 0 | 0 | 0 | 0 | 0 | 0 | 0 | 0 | 0 | 0 | 0 | 0 | 0 | 0
2021 | 150134.48 | 0% | 0 | 800262.0697 | 0% | 0 | 219040.4679 | 0% | 0 | 150134.48 | 0 | 0 | 150134.48 | 800262.0697 | 0 | 0 | 800262.0697 | 219040.4679 | 0 | 0 | 219040.4679 | 0 | 0 | 0 | 0 | 0 | 0 | 0 | 0 | 0 | 0 | 0 | 0 | 0 | 0 | 0 | 0 | 0 | 0 | 0 | 0 | 0 | 0 | 0
2022 | 151711.1056 | 0% | 0 | 808648.6688 | 0% | 0 | 222105.0025 | 0% | 0 | 151711.1056 | 0 | 0 | 151711.1056 | 808648.6688 | 0 | 0 | 808648.6688 | 222105.0025 | 0 | 0 | 222105.0025 | 0 | 0 | 0 | 0 | 0 | 0 | 0 | 0 | 0 | 0 | 0 | 0 | 0 | 0 | 0 | 0 | 0 | 0 | 0 | 0 | 0 | 0 | 0
2023 | 153287.7312 | 0% | 0 | 817035.2679 | 0% | 0 | 225169.537 | 0% | 0 | 153287.7312 | 0 | 0 | 153287.7312 | 817035.2679 | 0 | 0 | 817035.2679 | 225169.537 | 0 | 0 | 225169.537 | 0 | 0 | 0 | 0 | 0 | 0 | 0 | 0 | 0 | 0 | 0 | 0 | 0 | 0 | 0 | 0 | 0 | 0 | 0 | 0 | 0 | 0 | 0
2024 | 154864.3568 | 0% | 0 | 825421.8671 | 0% | 0 | 228234.0716 | 0% | 0 | 154864.3568 | 0 | 0 | 154864.3568 | 825421.8671 | 0 | 0 | 825421.8671 | 228234.0716 | 0 | 0 | 228234.0716 | 0 | 0 | 0 | 0 | 0 | 0 | 0 | 0 | 0 | 0 | 0 | 0 | 0 | 0 | 0 | 0 | 0 | 0 | 0 | 0 | 0 | 0 | 0
2025 | 156440.9824 | 0% | 0 | 833808.4662 | 0% | 0 | 231298.6062 | 0% | 0 | 156440.9824 | 0 | 0 | 156440.9824 | 833808.4662 | 0 | 0 | 833808.4662 | 231298.6062 | 0 | 0 | 231298.6062 | 0 | 0 | 0 | 0 | 0 | 0 | 0 | 0 | 0 | 0 | 0 | 0 | 0 | 0 | 0 | 0 | 0 | 0 | 0 | 0 | 0 | 0 | 0
2026 | 158017.608 | 0% | 0 | 842195.0653 | 0% | 0 | 234363.1407 | 0% | 0 | 158017.608 | 0 | 0 | 158017.608 | 842195.0653 | 0 | 0 | 842195.0653 | 234363.1407 | 0 | 0 | 234363.1407 | 0 | 0 | 0 | 0 | 0 | 0 | 0 | 0 | 0 | 0 | 0 | 0 | 0 | 0 | 0 | 0 | 0 | 0 | 0 | 0 | 0 | 0 | 0
2027 | 159594.2336 | 0% | 0 | 850581.6644 | 0% | 0 | 237427.6753 | 0% | 0 | 159594.2336 | 0 | 0 | 159594.2336 | 850581.6644 | 0 | 0 | 850581.6644 | 237427.6753 | 0 | 0 | 237427.6753 | 0 | 0 | 0 | 0 | 0 | 0 | 0 | 0 | 0 | 0 | 0 | 0 | 0 | 0 | 0 | 0 | 0 | 0 | 0 | 0 | 0 | 0 | 0
2028 | 161170.8592 | 0% | 0 | 858968.2636 | 0% | 0 | 240492.2099 | 0% | 0 | 161170.8592 | 0 | 0 | 161170.8592 | 858968.2636 | 0 | 0 | 858968.2636 | 240492.2099 | 0 | 0 | 240492.2099 | 0 | 0 | 0 | 0 | 0 | 0 | 0 | 0 | 0 | 0 | 0 | 0 | 0 | 0 | 0 | 0 | 0 | 0 | 0 | 0 | 0 | 0 | 0
2029 | 162747.4848 | 0% | 0 | 867354.8627 | 0% | 0 | 243556.7444 | 0% | 0 | 162747.4848 | 0 | 0 | 162747.4848 | 867354.8627 | 0 | 0 | 867354.8627 | 243556.7444 | 0 | 0 | 243556.7444 | 0 | 0 | 0 | 0 | 0 | 0 | 0 | 0 | 0 | 0 | 0 | 0 | 0 | 0 | 0 | 0 | 0 | 0 | 0 | 0 | 0 | 0 | 0
2030 | 164324.1104 | 0% | 0 | 875741.4618 | 0% | 0 | 246621.279 | 0% | 0 | 164324.1104 | 0 | 0 | 164324.1104 | 875741.4618 | 0 | 0 | 875741.4618 | 246621.279 | 0 | 0 | 246621.279 | 0 | 0 | 0 | 0 | 0 | 0 | 0 | 0 | 0 | 0 | 0 | 0 | 0 | 0 | 0 | 0 | 0 | 0 | 0 | 0 | 0 | 0 | 0
2031 | 165900.736 | 0% | 0 | 884128.061 | 0% | 0 | 249685.8135 | 0% | 0 | 165900.736 | 0 | 0 | 165900.736 | 884128.061 | 0 | 0 | 884128.061 | 249685.8135 | 0 | 0 | 249685.8135 | 0 | 0 | 0 | 0 | 0 | 0 | 0 | 0 | 0 | 0 | 0 | 0 | 0 | 0 | 0 | 0 | 0 | 0 | 0 | 0 | 0 | 0 | 0
2032 | 167477.3616 | 0% | 0 | 892514.6601 | 0% | 0 | 252750.3481 | 0% | 0 | 167477.3616 | 0 | 0 | 167477.3616 | 892514.6601 | 0 | 0 | 892514.6601 | 252750.3481 | 0 | 0 | 252750.3481 | 0 | 0 | 0 | 0 | 0 | 0 | 0 | 0 | 0 | 0 | 0 | 0 | 0 | 0 | 0 | 0 | 0 | 0 | 0 | 0 | 0 | 0 | 0
2033 | 169053.9872 | 0% | 0 | 900901.2592 | 0% | 0 | 255814.8827 | 0% | 0 | 169053.9872 | 0 | 0 | 169053.9872 | 900901.2592 | 0 | 0 | 900901.2592 | 255814.8827 | 0 | 0 | 255814.8827 | 0 | 0 | 0 | 0 | 0 | 0 | 0 | 0 | 0 | 0 | 0 | 0 | 0 | 0 | 0 | 0 | 0 | 0 | 0 | 0 | 0 | 0 | 0
2034 | 170630.6128 | 0% | 0 | 909287.8584 | 0% | 0 | 258879.4172 | 0% | 0 | 170630.6128 | 0 | 0 | 170630.6128 | 909287.8584 | 0 | 0 | 909287.8584 | 258879.4172 | 0 | 0 | 258879.4172 | 0 | 0 | 0 | 0 | 0 | 0 | 0 | 0 | 0 | 0 | 0 | 0 | 0 | 0 | 0 | 0 | 0 | 0 | 0 | 0 | 0 | 0 | 0
2035 | 172207.2384 | 0% | 0 | 917674.4575 | 0% | 0 | 261943.9518 | 0% | 0 | 172207.2384 | 0 | 0 | 172207.2384 | 917674.4575 | 0 | 0 | 917674.4575 | 261943.9518 | 0 | 0 | 261943.9518 | 0 | 0 | 0 | 0 | 0 | 0 | 0 | 0 | 0 | 0 | 0 | 0 | 0 | 0 | 0 | 0 | 0 | 0 | 0 | 0 | 0 | 0 | 0
2036 | 173783.864 | 0% | 0 | 926061.0566 | 0% | 0 | 265008.4864 | 0% | 0 | 173783.864 | 0 | 0 | 173783.864 | 926061.0566 | 0 | 0 | 926061.0566 | 265008.4864 | 0 | 0 | 265008.4864 | 0 | 0 | 0 | 0 | 0 | 0 | 0 | 0 | 0 | 0 | 0 | 0 | 0 | 0 | 0 | 0 | 0 | 0 | 0 | 0 | 0 | 0 | 0
2037 | 175360.4896 | 0% | 0 | 934447.6557 | 0% | 0 | 268073.0209 | 0% | 0 | 175360.4896 | 0 | 0 | 175360.4896 | 934447.6557 | 0 | 0 | 934447.6557 | 268073.0209 | 0 | 0 | 268073.0209 | 0 | 0 | 0 | 0 | 0 | 0 | 0 | 0 | 0 | 0 | 0 | 0 | 0 | 0 | 0 | 0 | 0 | 0 | 0 | 0 | 0 | 0 | 0
2038 | 176937.1152 | 0% | 0 | 942834.2549 | 0% | 0 | 271137.5555 | 0% | 0 | 176937.1152 | 0 | 0 | 176937.1152 | 942834.2549 | 0 | 0 | 942834.2549 | 271137.5555 | 0 | 0 | 271137.5555 | 0 | 0 | 0 | 0 | 0 | 0 | 0 | 0 | 0 | 0 | 0 | 0 | 0 | 0 | 0 | 0 | 0 | 0 | 0 | 0 | 0 | 0 | 0
2039 | 178513.7408 | 0% | 0 | 951220.854 | 0% | 0 | 274202.0901 | 0% | 0 | 178513.7408 | 0 | 0 | 178513.7408 | 951220.854 | 0 | 0 | 951220.854 | 274202.0901 | 0 | 0 | 274202.0901 | 0 | 0 | 0 | 0 | 0 | 0 | 0 | 0 | 0 | 0 | 0 | 0 | 0 | 0 | 0 | 0 | 0 | 0 | 0 | 0 | 0 | 0 | 0
2040 | 180090.3664 | 0% | 0 | 959607.4531 | 0% | 0 | 277266.6246 | 0% | 0 | 180090.3664 | 0 | 0 | 180090.3664 | 959607.4531 | 0 | 0 | 959607.4531 | 277266.6246 | 0 | 0 | 277266.6246 | 0 | 0 | 0 | 0 | 0 | 0 | 0 | 0 | 0 | 0 | 0 | 0 | 0 | 0 | 0 | 0 | 0 | 0 | 0 | 0 | 0 | 0 | 0
2041 | 181666.992 | 0% | 0 | 967994.0523 | 0% | 0 | 280331.1592 | 0% | 0 | 181666.992 | 0 | 0 | 181666.992 | 967994.0523 | 0 | 0 | 967994.0523 | 280331.1592 | 0 | 0 | 280331.1592 | 0 | 0 | 0 | 0 | 0 | 0 | 0 | 0 | 0 | 0 | 0 | 0 | 0 | 0 | 0 | 0 | 0 | 0 | 0 | 0 | 0 | 0 | 0
2042 | 183243.6176 | 0% | 0 | 976380.6514 | 0% | 0 | 283395.6937 | 0% | 0 | 183243.6176 | 0 | 0 | 183243.6176 | 976380.6514 | 0 | 0 | 976380.6514 | 283395.6937 | 0 | 0 | 283395.6937 | 0 | 0 | 0 | 0 | 0 | 0 | 0 | 0 | 0 | 0 | 0 | 0 | 0 | 0 | 0 | 0 | 0 | 0 | 0 | 0 | 0 | 0 | 0
2043 | 184820.2432 | 0% | 0 | 984767.2505 | 0% | 0 | 286460.2283 | 0% | 0 | 184820.2432 | 0 | 0 | 184820.2432 | 984767.2505 | 0 | 0 | 984767.2505 | 286460.2283 | 0 | 0 | 286460.2283 | 0 | 0 | 0 | 0 | 0 | 0 | 0 | 0 | 0 | 0 | 0 | 0 | 0 | 0 | 0 | 0 | 0 | 0 | 0 | 0 | 0 | 0 | 0
2044 | 186396.8688 | 0% | 0 | 993153.8496 | 0% | 0 | 289524.7629 | 0% | 0 | 186396.8688 | 0 | 0 | 186396.8688 | 993153.8496 | 0 | 0 | 993153.8496 | 289524.7629 | 0 | 0 | 289524.7629 | 0 | 0 | 0 | 0 | 0 | 0 | 0 | 0 | 0 | 0 | 0 | 0 | 0 | 0 | 0 | 0 | 0 | 0 | 0 | 0 | 0 | 0 | 0
2045 | 187973.4944 | 0% | 0 | 1001540.4488 | 0% | 0 | 292589.2974 | 0% | 0 | 187973.4944 | 0 | 0 | 187973.4944 | 1001540.4488 | 0 | 0 | 1001540.4488 | 292589.2974 | 0 | 0 | 292589.2974 | 0 | 0 | 0 | 0 | 0 | 0 | 0 | 0 | 0 | 0 | 0 | 0 | 0 | 0 | 0 | 0 | 0 | 0 | 0 | 0 | 0 | 0 | 0
2046 | 189550.12 | 0% | 0 | 1009927.0479 | 0% | 0 | 295653.832 | 0% | 0 | 189550.12 | 0 | 0 | 189550.12 | 1009927.0479 | 0 | 0 | 1009927.0479 | 295653.832 | 0 | 0 | 295653.832 | 0 | 0 | 0 | 0 | 0 | 0 | 0 | 0 | 0 | 0 | 0 | 0 | 0 | 0 | 0 | 0 | 0 | 0 | 0 | 0 | 0 | 0 | 0
2047 | 191126.7456 | 0% | 0 | 1018313.647 | 0% | 0 | 298718.3666 | 0% | 0 | 191126.7456 | 0 | 0 | 191126.7456 | 1018313.647 | 0 | 0 | 1018313.647 | 298718.3666 | 0 | 0 | 298718.3666 | 0 | 0 | 0 | 0 | 0 | 0 | 0 | 0 | 0 | 0 | 0 | 0 | 0 | 0 | 0 | 0 | 0 | 0 | 0 | 0 | 0 | 0 | 0
2048 | 192703.3712 | 0% | 0 | 1026700.2462 | 0% | 0 | 301782.9011 | 0% | 0 | 192703.3712 | 0 | 0 | 192703.3712 | 1026700.2462 | 0 | 0 | 1026700.2462 | 301782.9011 | 0 | 0 | 301782.9011 | 0 | 0 | 0 | 0 | 0 | 0 | 0 | 0 | 0 | 0 | 0 | 0 | 0 | 0 | 0 | 0 | 0 | 0 | 0 | 0 | 0 | 0 | 0
2049 | 194279.9968 | 0% | 0 | 1035086.8453 | 0% | 0 | 304847.4357 | 0% | 0 | 194279.9968 | 0 | 0 | 194279.9968 | 1035086.8453 | 0 | 0 | 1035086.8453 | 304847.4357 | 0 | 0 | 304847.4357 | 0 | 0 | 0 | 0 | 0 | 0 | 0 | 0 | 0 | 0 | 0 | 0 | 0 | 0 | 0 | 0 | 0 | 0 | 0 | 0 | 0 | 0 | 0
2050 | 195856.6225 | 0% | 0 | 1043473.4444 | 0% | 0 | 307911.9702 | 0% | 0 | 195856.6225 | 0 | 0 | 195856.6225 | 1043473.4444 | 0 | 0 | 1043473.4444 | 307911.9702 | 0 | 0 | 307911.9702 | 0 | 0 | 0 | 0 | 0 | 0 | 0 | 0 | 0 | 0 | 0 | 0 | 0 | 0 | 0 | 0 | 0 | 0 | 0 | 0 | 0 | 0 | 0

## ShortECM
|  | Actionable Alternative: | Short-term Energy Conservation Measures | [6 empty] | NPV through 2050 | Cumulative Carbon Abatement (2010 - 2050) | Contribution toward Neutralilty in |  | Average
|  | Year Implemented: | 2010 | [5 empty] | Avoided Compliance Risk: | 6345442.8363 | 520985.1382 | 2050
|  | Reference Case: | GreenBuild | [5 empty] | Incremental Fuel Savings (Cost): | 22609685.957 | Average | 13710.1352 |  | 1621581.8241
|  |  | Return to Summary | [5 empty] | Avoided Capital Cost: | 0 | 12706.9546 | 1.254% |  | 0
|  | Wedge Group: | Energy Conservation | [5 empty] | New Capital Cost: | -1570304.7353 |  |  |  | -47518.6585
[9 empty] | Avoided Operating Costs: | 0 |  |  |  | 0
[9 empty] | New Operating Costs: | 0 |  |  |  | 0
[9 empty] | Incremental Cash Flow: | 27384824.0581
[9 empty] | DPI: | 18.4392
[9 empty] | IRR: | 477.9%
[9 empty] | Simple Payback: | 2.2658
[9 empty] | Total Incremental Savings (Cost) w/o Compliance Savings: | 21039381.2218
[9 empty] | Levelized Cost (Savings) per MTCDE Avoided: | -115.7402
[9 empty] | Levelized Avoided Compliance Cost per MTCDE Avoided: | 34.907
| Incremental Utility Demand Savings | [8 empty] | Electricity Supply |  |  |  | Steam Supply |  |  |  | Chilled Water Supply |  |  |  | GHG and Compliance Risk Reductions |  |  |  |  | Incremental Fuel Savings (Cost) | [8 empty] | Incremental Non-Fuel OPEX/Capital Savings (Cost) | [6 empty] | Cash Flow
| Reference Electric Load | % Reduction from Reference | Change in Electricity Demand | Reference Steam Load | % Reduction from Reference | Change in Steam Demand | Reference Chilled Water Load | % Reduction from Reference | Change in Chilled Water Demand | Beginning Required P/E | Displaced P/E | New Electricity Source | Ending Required P/E | Beginning Required Steam | Displaced Steam | New Heat Source | Ending Required Steam | Beginning Required Chilled Water | Displaced Chilled Water | New Cooling Source | Ending Required Chilled Water | Scope 1 | Scope 2 | Scope 3 (Commuting) | Scope 3 (Air Travel, other) | Avoided Compliance Risk | Electricity Savings | New Electricity Source Fuel Cost | Steam Savings | New Steam Source Fuel Cost | Chilled Water Savings | New Chilled Water Source Fuel Cost | NG Savings | Campus Fleet Fuel | Incremental Fuel Savings (Cost) | Avoided Capital Cost | New Capital Cost | Incremental Capital | Avoided Operating Costs | New Operating Costs | Incremental OPEX | Other Revenue | Incremental Cash Flow | Cumulative Cash Flow | Notes/Description of Assumptions Please describe all assumptions for modeling here:
FYE | MWh |  | MWh | MMBtu |  | MMBtu | MMBtu |  | MMBtu | MWh | MWh | MWh | MWh | MMBtu | MMBtu | MMBtu | MMBtu | MMBtu | MMBtu | MMBtu | MMBtu | MTCDE | MTCDE | MTCDE | MTCDE | 2010 $ | 2010 $ | 2010 $ | 2010 $ | 2010 $ | 2010 $ | 2010 $ | 2010 $ | 2010 $ | 2010 $ | 2010 $ | 2010 $ | 2010 $ | 2010 $ | 2010 $ | 2010 $ | 2010 $ | 2010 $ | 2010 $ |  | Cumulative Savings
2010 | 127163.9902 | 0% | 0 | 678074.3479 | 0% | 0 | 177513.4772 | 0% | 0 | 127163.9902 | 0 | 0 | 127163.9902 | 678074.3479 | 0 | 0 | 678074.3479 | 177513.4772 | 0 | 0 | 177513.4772 | 0 | 0 | 0 | 0 | 0 | 0 | 0 | 0 | 0 | 0 | 0 | 0 | 0 | 0 | 0 | 0 | 0 | 0 | 0 | 0 | 0 | 0 | 0 | 6582 | Electric Savings (MWh)
2011 | 126834.7696 | -1.038% | -1316.4 | 675721.5082 | -1.958% | -13233.085 | 178135.3307 | -1.8% | -3206.0592 | 125518.3696 | 0 | 0 | 125518.3696 | 662488.4232 | 0 | 0 | 662488.4232 | 174929.2715 | 0 | 0 | 174929.2715 | 0 | -2742.027 | 0 | 0 | 0 | 112453.47 | 0 | 147140.643 | 0 | 61983.8112 | 0 | 0 | 0 | 321577.9242 | 0 | -389653 | -389653 | 0 | 0 | 0 | 0 | -68075.0758 | -68075.0758 | 56311 | Steam Savings (klb)
2012 | 127384.9921 | -2.067% | -2632.8 | 675045.0542 | -3.921% | -26466.17 | 181036.7539 | -3.542% | -6412.1184 | 124752.1921 | 0 | 0 | 124752.1921 | 648578.8842 | 0 | 0 | 648578.8842 | 174624.6355 | 0 | 0 | 174624.6355 | 0 | -5484.0541 | 0 | 0 | 0 | 226031.4747 | 0 | 295752.6924 | 0 | 123967.6224 | 0 | 0 | 0 | 645751.7895 | 0 | -389653 | -389653 | 0 | 0 | 0 | 0 | 256098.7895 | 188023.7137 | 1335858 | Chilling Savings (ton-hr)
2013 | 127462.238 | -3.098% | -3949.2 | 674368.6003 | -5.887% | -39699.255 | 182445.6765 | -5.272% | -9618.1776 | 123513.038 | 0 | 0 | 123513.038 | 634669.3453 | 0 | 0 | 634669.3453 | 172827.4989 | 0 | 0 | 172827.4989 | 0 | -8226.0811 | 0 | 0 | 0 | 340742.4481 | 0 | 445847.1838 | 0 | 185951.4336 | 0 | 0 | 0 | 972541.0655 | 0 | -389653 | -389653 | 0 | 0 | 0 | 0 | 582888.0655 | 770911.7793 | 2011 | First year of implementation
2014 | 127367.1512 | -4.134% | -5265.6 | 673692.1464 | -7.857% | -52932.34 | 183299.945 | -6.996% | -12824.2368 | 122101.5512 | 0 | 0 | 122101.5512 | 620759.8064 | 0 | 0 | 620759.8064 | 170475.7082 | 0 | 0 | 170475.7082 | 0 | -10968.1082 | 0 | 0 | 0 | 456594.8805 | 0 | 597435.2263 | 0 | 247935.2448 | 0 | 0 | 0 | 1301965.3516 | 0 | -389653 | -389653 | 0 | 0 | 0 | 0 | 912312.3516 | 1683224.1309 | 5 | Years For Full Implementation
2015 | 127698.3698 | -5.154% | -6582 | 673015.6925 | -9.831% | -66165.425 | 185600.0428 | -8.637% | -16030.296 | 121116.3698 | 0 | 0 | 121116.3698 | 606850.2675 | 0 | 0 | 606850.2675 | 169569.7468 | 0 | 0 | 169569.7468 | 0 | -13710.1352 | 0 | 0 | 139422.9822 | 573597.3186 | 0 | 750528.0031 | 0 | 309919.056 | 0 | 0 | 0 | 1634044.3777 | 0 | -389653 | -389653 | 0 | 0 | 0 | 0 | 1383814.3599 | 3067038.4908 | 1948265 | Total Capital Cost
2016 | 127591.2524 | -5.159% | -6582 | 672339.2385 | -9.841% | -66165.425 | 186442.2807 | -8.598% | -16030.296 | 121009.2524 | 0 | 0 | 121009.2524 | 606173.8135 | 0 | 0 | 606173.8135 | 170411.9847 | 0 | 0 | 170411.9847 | 0 | -13710.1352 | 0 | 0 | 160936.5063 | 576465.3052 | 0 | 754280.6431 | 0 | 309919.056 | 0 | 0 | 0 | 1640665.0043 | 0 | 0 | 0 | 0 | 0 | 0 | 0 | 1801601.5106 | 4868640.0014
2017 | 127482.6941 | -5.163% | -6582 | 671662.7846 | -9.851% | -66165.425 | 187283.0777 | -8.559% | -16030.296 | 120900.6941 | 0 | 0 | 120900.6941 | 605497.3596 | 0 | 0 | 605497.3596 | 171252.7817 | 0 | 0 | 171252.7817 | 0 | -13710.1352 | 0 | 0 | 183453.3679 | 579347.6317 | 0 | 758052.0463 | 0 | 309919.056 | 0 | 0 | 0 | 1647318.734 | 0 | 0 | 0 | 0 | 0 | 0 | 0 | 1830772.1019 | 6699412.1033 | Source: Mike Walters (AEI)/Gene Matthews (CWRU)
2018 | 127372.7415 | -5.168% | -6582 | 670986.3307 | -9.861% | -66165.425 | 188122.4804 | -8.521% | -16030.296 | 120790.7415 | 0 | 0 | 120790.7415 | 604820.9057 | 0 | 0 | 604820.9057 | 172092.1844 | 0 | 0 | 172092.1844 | 0 | -13710.1352 | 0 | 0 | 206942.4724 | 582244.3699 | 0 | 761842.3066 | 0 | 309919.056 | 0 | 0 | 0 | 1654005.7324 | 0 | 0 | 0 | 0 | 0 | 0 | 0 | 1860948.2048 | 8560360.3081
2019 | 127261.4396 | -5.172% | -6582 | 670309.8768 | -9.871% | -66165.425 | 188960.5337 | -8.483% | -16030.296 | 120679.4396 | 0 | 0 | 120679.4396 | 604144.4518 | 0 | 0 | 604144.4518 | 172930.2377 | 0 | 0 | 172930.2377 | 0 | -13710.1352 | 0 | 0 | 231373.0493 | 585155.5917 | 0 | 765651.5181 | 0 | 309919.056 | 0 | 0 | 0 | 1660726.1658 | 0 | 0 | 0 | 0 | 0 | 0 | 0 | 1892099.2151 | 10452459.5232
2020 | 127148.831 | -5.177% | -6582 | 669633.4228 | -9.881% | -66165.425 | 189797.2805 | -8.446% | -16030.296 | 120566.831 | 0 | 0 | 120566.831 | 603467.9978 | 0 | 0 | 603467.9978 | 173766.9845 | 0 | 0 | 173766.9845 | 0 | -13710.1352 | 0 | 0 | 256714.6597 | 588081.3697 | 0 | 769479.7757 | 0 | 309919.056 | 0 | 0 | 0 | 1667480.2014 | 0 | 0 | 0 | 0 | 0 | 0 | 0 | 1924194.8611 | 12376654.3843
2021 | 127034.957 | -5.181% | -6582 | 668956.9689 | -9.891% | -66165.425 | 190632.7618 | -8.409% | -16030.296 | 120452.957 | 0 | 0 | 120452.957 | 602791.5439 | 0 | 0 | 602791.5439 | 174602.4658 | 0 | 0 | 174602.4658 | 0 | -13710.1352 | 0 | 0 | 285952.1725 | 591021.7765 | 0 | 773327.1746 | 0 | 309919.056 | 0 | 0 | 0 | 1674268.0071 | 0 | 0 | 0 | 0 | 0 | 0 | 0 | 1960220.1796 | 14336874.5639
2022 | 126919.8569 | -5.186% | -6582 | 668280.515 | -9.901% | -66165.425 | 191467.017 | -8.372% | -16030.296 | 120337.8569 | 0 | 0 | 120337.8569 | 602115.09 | 0 | 0 | 602115.09 | 175436.721 | 0 | 0 | 175436.721 | 0 | -13710.1352 | 0 | 0 | 316317.9796 | 593976.8854 | 0 | 777193.8104 | 0 | 309919.056 | 0 | 0 | 0 | 1681089.7518 | 0 | 0 | 0 | 0 | 0 | 0 | 0 | 1997407.7315 | 16334282.2954
2023 | 126803.5685 | -5.191% | -6582 | 667604.0611 | -9.911% | -66165.425 | 192300.0838 | -8.336% | -16030.296 | 120221.5685 | 0 | 0 | 120221.5685 | 601438.6361 | 0 | 0 | 601438.6361 | 176269.7878 | 0 | 0 | 176269.7878 | 0 | -13710.1352 | 0 | 0 | 347766.5844 | 596946.7698 | 0 | 781079.7795 | 0 | 309919.056 | 0 | 0 | 0 | 1687945.6053 | 0 | 0 | 0 | 0 | 0 | 0 | 0 | 2035712.1897 | 18369994.4851
2024 | 126686.1279 | -5.196% | -6582 | 666927.6072 | -9.921% | -66165.425 | 193131.9985 | -8.3% | -16030.296 | 120104.1279 | 0 | 0 | 120104.1279 | 600762.1822 | 0 | 0 | 600762.1822 | 177101.7025 | 0 | 0 | 177101.7025 | 0 | -13710.1352 | 0 | 0 | 380252.804 | 599931.5037 | 0 | 784985.1784 | 0 | 309919.056 | 0 | 0 | 0 | 1694835.7381 | 0 | 0 | 0 | 0 | 0 | 0 | 0 | 2075088.542 | 20445083.0272
2025 | 126567.57 | -5.2% | -6582 | 666251.1532 | -9.931% | -66165.425 | 193962.7959 | -8.265% | -16030.296 | 119985.57 | 0 | 0 | 119985.57 | 600085.7282 | 0 | 0 | 600085.7282 | 177932.4999 | 0 | 0 | 177932.4999 | 0 | -13710.1352 | 0 | 0 | 413731.7704 | 602931.1612 | 0 | 788910.1043 | 0 | 309919.056 | 0 | 0 | 0 | 1701760.3215 | 0 | 0 | 0 | 0 | 0 | 0 | 0 | 2115492.0919 | 22560575.1191
2026 | 126447.928 | -5.205% | -6582 | 665574.6993 | -9.941% | -66165.425 | 194792.5092 | -8.229% | -16030.296 | 119865.928 | 0 | 0 | 119865.928 | 599409.2743 | 0 | 0 | 599409.2743 | 178762.2132 | 0 | 0 | 178762.2132 | 0 | -13710.1352 | 0 | 0 | 451577.1235 | 605945.817 | 0 | 792854.6548 | 0 | 309919.056 | 0 | 0 | 0 | 1708719.5278 | 0 | 0 | 0 | 0 | 0 | 0 | 0 | 2160296.6513 | 24720871.7704
2027 | 126327.2342 | -5.21% | -6582 | 664898.2454 | -9.951% | -66165.425 | 195621.1707 | -8.195% | -16030.296 | 119745.2342 | 0 | 0 | 119745.2342 | 598732.8204 | 0 | 0 | 598732.8204 | 179590.8747 | 0 | 0 | 179590.8747 | 0 | -13710.1352 | 0 | 0 | 490597.4367 | 608975.5461 | 0 | 796818.9281 | 0 | 309919.056 | 0 | 0 | 0 | 1715713.5302 | 0 | 0 | 0 | 0 | 0 | 0 | 0 | 2206310.9668 | 26927182.7372
2028 | 126205.5193 | -5.215% | -6582 | 664221.7915 | -9.961% | -66165.425 | 196448.811 | -8.16% | -16030.296 | 119623.5193 | 0 | 0 | 119623.5193 | 598056.3665 | 0 | 0 | 598056.3665 | 180418.515 | 0 | 0 | 180418.515 | 0 | -13710.1352 | 0 | 0 | 530735.666 | 612020.4238 | 0 | 800803.0227 | 0 | 309919.056 | 0 | 0 | 0 | 1722742.5025 | 0 | 0 | 0 | 0 | 0 | 0 | 0 | 2253478.1685 | 29180660.9057
2029 | 126082.8128 | -5.22% | -6582 | 663545.3375 | -9.972% | -66165.425 | 197275.4599 | -8.126% | -16030.296 | 119500.8128 | 0 | 0 | 119500.8128 | 597379.9125 | 0 | 0 | 597379.9125 | 181245.1639 | 0 | 0 | 181245.1639 | 0 | -13710.1352 | 0 | 0 | 571935.0736 | 615080.5259 | 0 | 804807.0378 | 0 | 309919.056 | 0 | 0 | 0 | 1729806.6198 | 0 | 0 | 0 | 0 | 0 | 0 | 0 | 2301741.6934 | 31482402.5991
2030 | 125959.1434 | -5.226% | -6582 | 662868.8836 | -9.982% | -66165.425 | 198101.1458 | -8.092% | -16030.296 | 119377.1434 | 0 | 0 | 119377.1434 | 596703.4586 | 0 | 0 | 596703.4586 | 182070.8498 | 0 | 0 | 182070.8498 | 0 | -13710.1352 | 0 | 0 | 614139.2219 | 618155.9286 | 0 | 808831.073 | 0 | 309919.056 | 0 | 0 | 0 | 1736906.0576 | 0 | 0 | 0 | 0 | 0 | 0 | 0 | 2351045.2794 | 33833447.8785
2031 | 125834.5384 | -5.231% | -6582 | 662192.4297 | -9.992% | -66165.425 | 198925.896 | -8.058% | -16030.296 | 119252.5384 | 0 | 0 | 119252.5384 | 596027.0047 | 0 | 0 | 596027.0047 | 182895.6 | 0 | 0 | 182895.6 | 0 | -13710.1352 | 0 | 0 | 662467.029 | 621246.7082 | 0 | 812875.2284 | 0 | 309919.056 | 0 | 0 | 0 | 1744040.9926 | 0 | 0 | 0 | 0 | 0 | 0 | 0 | 2406508.0216 | 36239955.9001
2032 | 125709.0241 | -5.236% | -6582 | 661515.9758 | -10% | -66165.425 | 199749.7371 | -8.025% | -16030.296 | 119127.0241 | 0 | 0 | 119127.0241 | 595350.5508 | 0 | 0 | 595350.5508 | 183719.4411 | 0 | 0 | 183719.4411 | 0 | -13710.1352 | 0 | 0 | 711977.8645 | 624352.9418 | 0 | 816939.6045 | 0 | 309919.056 | 0 | 0 | 0 | 1751211.6023 | 0 | 0 | 0 | 0 | 0 | 0 | 0 | 2463189.4668 | 38703145.3669
2033 | 125582.626 | -5.241% | -6582 | 660839.5218 | -10.01% | -66165.425 | 200572.6943 | -7.992% | -16030.296 | 119000.626 | 0 | 0 | 119000.626 | 594674.0968 | 0 | 0 | 594674.0968 | 184542.3983 | 0 | 0 | 184542.3983 | 0 | -13710.1352 | 0 | 0 | 756361.3583 | 627474.7065 | 0 | 821024.3025 | 0 | 309919.056 | 0 | 0 | 0 | 1758418.065 | 0 | 0 | 0 | 0 | 0 | 0 | 0 | 2514779.4233 | 41217924.7902
2034 | 125455.3686 | -5.246% | -6582 | 660163.0679 | -10.02% | -66165.425 | 201394.7921 | -7.96% | -16030.296 | 118873.3686 | 0 | 0 | 118873.3686 | 593997.6429 | 0 | 0 | 593997.6429 | 185364.4961 | 0 | 0 | 185364.4961 | 0 | -13710.1352 | 0 | 0 | 795365.7785 | 630612.08 | 0 | 825129.4241 | 0 | 309919.056 | 0 | 0 | 0 | 1765660.56 | 0 | 0 | 0 | 0 | 0 | 0 | 0 | 2561026.3385 | 43778951.1287
2035 | 125327.2753 | -5.252% | -6582 | 659486.614 | -10.03% | -66165.425 | 202216.0541 | -7.927% | -16030.296 | 118745.2753 | 0 | 0 | 118745.2753 | 593321.189 | 0 | 0 | 593321.189 | 186185.7581 | 0 | 0 | 186185.7581 | 0 | -13710.1352 | 0 | 0 | 835171.0717 | 633765.1404 | 0 | 829255.0712 | 0 | 309919.056 | 0 | 0 | 0 | 1772939.2676 | 0 | 0 | 0 | 0 | 0 | 0 | 0 | 2608110.3392 | 46387061.4679
2036 | 125198.369 | -5.257% | -6582 | 658810.1601 | -10.04% | -66165.425 | 203036.5031 | -7.895% | -16030.296 | 118616.369 | 0 | 0 | 118616.369 | 592644.7351 | 0 | 0 | 592644.7351 | 187006.2071 | 0 | 0 | 187006.2071 | 0 | -13710.1352 | 0 | 0 | 881742.1382 | 636933.9661 | 0 | 833401.3465 | 0 | 309919.056 | 0 | 0 | 0 | 1780254.3686 | 0 | 0 | 0 | 0 | 0 | 0 | 0 | 2661996.5068 | 49049057.9747
2037 | 125068.6714 | -5.263% | -6582 | 658133.7061 | -10.05% | -66165.425 | 203856.1608 | -7.864% | -16030.296 | 118486.6714 | 0 | 0 | 118486.6714 | 591968.2811 | 0 | 0 | 591968.2811 | 187825.8648 | 0 | 0 | 187825.8648 | 0 | -13710.1352 | 0 | 0 | 928110.7714 | 640118.6359 | 0 | 837568.3533 | 0 | 309919.056 | 0 | 0 | 0 | 1787606.0452 | 0 | 0 | 0 | 0 | 0 | 0 | 0 | 2715716.8165 | 51764774.7913
2038 | 124938.2037 | -5.268% | -6582 | 657457.2522 | -10.06% | -66165.425 | 204675.0484 | -7.832% | -16030.296 | 118356.2037 | 0 | 0 | 118356.2037 | 591291.8272 | 0 | 0 | 591291.8272 | 188644.7524 | 0 | 0 | 188644.7524 | 0 | -13710.1352 | 0 | 0 | 974154.0871 | 643319.2291 | 0 | 841756.195 | 0 | 309919.056 | 0 | 0 | 0 | 1794994.4801 | 0 | 0 | 0 | 0 | 0 | 0 | 0 | 2769148.5672 | 54533923.3585
2039 | 124806.9863 | -5.274% | -6582 | 656780.7983 | -10.07% | -66165.425 | 205493.1863 | -7.801% | -16030.296 | 118224.9863 | 0 | 0 | 118224.9863 | 590615.3733 | 0 | 0 | 590615.3733 | 189462.8903 | 0 | 0 | 189462.8903 | 0 | -13710.1352 | 0 | 0 | 1019771.937 | 646535.8253 | 0 | 845964.976 | 0 | 309919.056 | 0 | 0 | 0 | 1802419.8573 | 0 | 0 | 0 | 0 | 0 | 0 | 0 | 2822191.7942 | 57356115.1527
2040 | 124675.0388 | -5.279% | -6582 | 656104.3444 | -10.08% | -66165.425 | 206310.5941 | -7.77% | -16030.296 | 118093.0388 | 0 | 0 | 118093.0388 | 589938.9194 | 0 | 0 | 589938.9194 | 190280.2981 | 0 | 0 | 190280.2981 | 0 | -13710.1352 | 0 | 0 | 1067614.2605 | 649768.5044 | 0 | 850194.8009 | 0 | 309919.056 | 0 | 0 | 0 | 1809882.3613 | 0 | 0 | 0 | 0 | 0 | 0 | 0 | 2877496.6217 | 60233611.7744
2041 | 124542.3802 | -5.285% | -6582 | 655427.8905 | -10.09% | -66165.425 | 207127.2908 | -7.739% | -16030.296 | 117960.3802 | 0 | 0 | 117960.3802 | 589262.4655 | 0 | 0 | 589262.4655 | 191096.9948 | 0 | 0 | 191096.9948 | 0 | -13710.1352 | 0 | 0 | 1113961.6579 | 653017.3469 | 0 | 854445.7749 | 0 | 309919.056 | 0 | 0 | 0 | 1817382.1778 | 0 | 0 | 0 | 0 | 0 | 0 | 0 | 2931343.8357 | 63164955.6101
2042 | 124409.0288 | -5.291% | -6582 | 654751.4365 | -10.11% | -66165.425 | 207943.2947 | -7.709% | -16030.296 | 117827.0288 | 0 | 0 | 117827.0288 | 588586.0115 | 0 | 0 | 588586.0115 | 191912.9987 | 0 | 0 | 191912.9987 | 0 | -13710.1352 | 0 | 0 | 1158503.0386 | 656282.4336 | 0 | 858718.0038 | 0 | 309919.056 | 0 | 0 | 0 | 1824919.4934 | 0 | 0 | 0 | 0 | 0 | 0 | 0 | 2983422.532 | 66148378.1421
2043 | 124275.0024 | -5.296% | -6582 | 654074.9826 | -10.12% | -66165.425 | 208758.6236 | -7.679% | -16030.296 | 117693.0024 | 0 | 0 | 117693.0024 | 587909.5576 | 0 | 0 | 587909.5576 | 192728.3276 | 0 | 0 | 192728.3276 | 0 | -13710.1352 | 0 | 0 | 1208601.295 | 659563.8458 | 0 | 863011.5938 | 0 | 309919.056 | 0 | 0 | 0 | 1832494.4956 | 0 | 0 | 0 | 0 | 0 | 0 | 0 | 3041095.7906 | 69189473.9327
2044 | 124140.318 | -5.302% | -6582 | 653398.5287 | -10.13% | -66165.425 | 209573.2945 | -7.649% | -16030.296 | 117558.318 | 0 | 0 | 117558.318 | 587233.1037 | 0 | 0 | 587233.1037 | 193542.9985 | 0 | 0 | 193542.9985 | 0 | -13710.1352 | 0 | 0 | 1265388.735 | 662861.665 | 0 | 867326.6517 | 0 | 309919.056 | 0 | 0 | 0 | 1840107.3728 | 0 | 0 | 0 | 0 | 0 | 0 | 0 | 3105496.1078 | 72294970.0406
2045 | 124004.9922 | -5.308% | -6582 | 652722.0748 | -10.14% | -66165.425 | 210387.3239 | -7.619% | -16030.296 | 117422.9922 | 0 | 0 | 117422.9922 | 586556.6498 | 0 | 0 | 586556.6498 | 194357.0279 | 0 | 0 | 194357.0279 | 0 | -13710.1352 | 0 | 0 | 1330487.7058 | 666175.9734 | 0 | 871663.285 | 0 | 309919.056 | 0 | 0 | 0 | 1847758.3144 | 0 | 0 | 0 | 0 | 0 | 0 | 0 | 3178246.0202 | 75473216.0607
2046 | 123869.0409 | -5.314% | -6582 | 652045.6208 | -10.15% | -66165.425 | 211200.7279 | -7.59% | -16030.296 | 117287.0409 | 0 | 0 | 117287.0409 | 585880.1958 | 0 | 0 | 585880.1958 | 195170.4319 | 0 | 0 | 195170.4319 | 0 | -13710.1352 | 0 | 0 | 1399957.8057 | 669506.8532 | 0 | 876021.6014 | 0 | 309919.056 | 0 | 0 | 0 | 1855447.5107 | 0 | 0 | 0 | 0 | 0 | 0 | 0 | 3255405.3163 | 78728621.3771
2047 | 123732.4796 | -5.32% | -6582 | 651369.1669 | -10.16% | -66165.425 | 212013.5219 | -7.561% | -16030.296 | 117150.4796 | 0 | 0 | 117150.4796 | 585203.7419 | 0 | 0 | 585203.7419 | 195983.2259 | 0 | 0 | 195983.2259 | 0 | -13710.1352 | 0 | 0 | 1474346.0872 | 672854.3875 | 0 | 880401.7094 | 0 | 309919.056 | 0 | 0 | 0 | 1863175.1529 | 0 | 0 | 0 | 0 | 0 | 0 | 0 | 3337521.2401 | 82066142.6172
2048 | 123595.3232 | -5.325% | -6582 | 650692.713 | -10.17% | -66165.425 | 212825.7208 | -7.532% | -16030.296 | 117013.3232 | 0 | 0 | 117013.3232 | 584527.288 | 0 | 0 | 584527.288 | 196795.4248 | 0 | 0 | 196795.4248 | 0 | -13710.1352 | 0 | 0 | 1554245.5873 | 676218.6594 | 0 | 884803.718 | 0 | 309919.056 | 0 | 0 | 0 | 1870941.4334 | 0 | 0 | 0 | 0 | 0 | 0 | 0 | 3425187.0207 | 85491329.6379
2049 | 123457.5862 | -5.331% | -6582 | 650016.2591 | -10.18% | -66165.425 | 213637.3391 | -7.504% | -16030.296 | 116875.5862 | 0 | 0 | 116875.5862 | 583850.8341 | 0 | 0 | 583850.8341 | 197607.0431 | 0 | 0 | 197607.0431 | 0 | -13710.1352 | 0 | 0 | 1640290.5039 | 679599.7527 | 0 | 889227.7366 | 0 | 309919.056 | 0 | 0 | 0 | 1878746.5453 | 0 | 0 | 0 | 0 | 0 | 0 | 0 | 3519037.0492 | 89010366.6871
2050 | 123319.2826 | -5.337% | -6582 | 649339.8051 | -10.19% | -66165.425 | 214448.3908 | -7.475% | -16030.296 | 116737.2826 | 0 | 0 | 116737.2826 | 583174.3801 | 0 | 0 | 583174.3801 | 198418.0948 | 0 | 0 | 198418.0948 | 0 | -13710.1352 | 0 | 0 | 1733151.4416 | 682997.7515 | 0 | 893673.8753 | 0 | 309919.056 | 0 | 0 | 0 | 1886590.6827 | 0 | 0 | 0 | 0 | 0 | 0 | 0 | 3619742.1243 | 92630108.8114
HOME

## MidECM
|  | Actionable Alternative: | Mid-term Energy Conservation Measures | [6 empty] | NPV through 2050 | Cumulative Carbon Abatement (2010 - 2050) | Contribution toward Neutralilty in |  | Average
|  | Year Implemented: | 2010 | [5 empty] | Avoided Compliance Risk: | 5594517.9115 | 416226.8094 | 2050
|  | Reference Case: | ShortECM | [5 empty] | Incremental Fuel Savings (Cost): | 14513477.7261 | Average | 13213.5495 |  | 1296727.9299
|  |  | Return to Summary | [5 empty] | Avoided Capital Cost: | 0 | 10151.8734 | 1.209% |  | 0
|  | Wedge Group: | Energy Conservation | [5 empty] | New Capital Cost: | -3421010.1138 |  |  |  | -146974.5122
[9 empty] | Avoided Operating Costs: | 0 |  |  |  | 0
[9 empty] | New Operating Costs: | 0 |  |  |  | 0
[9 empty] | Incremental Cash Flow: | 16686985.5238
[9 empty] | DPI: | 5.8778
[9 empty] | IRR: | 43.86%
[9 empty] | Simple Payback: | 11.6601
[9 empty] | Total Incremental Savings (Cost) w/o Compliance Savings: | 11092467.6122
[9 empty] | Levelized Cost (Savings) per MTCDE Avoided: | -95.6179
[9 empty] | Levelized Avoided Compliance Cost per MTCDE Avoided: | 48.2252
| Incremental Utility Demand Savings | [8 empty] | Electricity Supply |  |  |  | Steam Supply |  |  |  | Chilled Water Supply |  |  |  | GHG and Compliance Risk Reductions |  |  |  |  | Incremental Fuel Savings (Cost) | [8 empty] | Incremental Non-Fuel OPEX/Capital Savings (Cost) | [6 empty] | Cash Flow
| Reference Electric Load | % Reduction from Reference | Change in Electricity Demand | Reference Steam Load | % Reduction from Reference | Change in Steam Demand | Reference Chilled Water Load | % Reduction from Reference | Change in Chilled Water Demand | Beginning Required P/E | Displaced P/E | New Electricity Source | Ending Required P/E | Beginning Required Steam | Displaced Steam | New Heat Source | Ending Required Steam | Beginning Required Chilled Water | Displaced Chilled Water | New Cooling Source | Ending Required Chilled Water | Scope 1 | Scope 2 | Scope 3 (Commuting) | Scope 3 (Air Travel, other) | Avoided Compliance Risk | Electricity Savings | New Electricity Source Fuel Cost | Steam Savings | New Steam Source Fuel Cost | Chilled Water Savings | New Chilled Water Source Fuel Cost | NG Savings | Campus Fleet Fuel | Incremental Fuel Savings (Cost) | Avoided Capital Cost | New Capital Cost | Incremental Capital | Avoided Operating Costs | New Operating Costs | Incremental OPEX | Other Revenue | Incremental Cash Flow | Cumulative Cash Flow | Notes/Description of Assumptions Please describe all assumptions for modeling here:
FYE | MWh |  | MWh | MMBtu |  | MMBtu | MMBtu |  | MMBtu | MWh | MWh | MWh | MWh | MMBtu | MMBtu | MMBtu | MMBtu | MMBtu | MMBtu | MMBtu | MMBtu | MTCDE | MTCDE | MTCDE | MTCDE | 2010 $ | 2010 $ | 2010 $ | 2010 $ | 2010 $ | 2010 $ | 2010 $ | 2010 $ | 2010 $ | 2010 $ | 2010 $ | 2010 $ | 2010 $ | 2010 $ | 2010 $ | 2010 $ | 2010 $ | 2010 $ | 2010 $ |  | Cumulative Savings
2010 | 127163.9902 | 0% | 0 | 678074.3479 | 0% | 0 | 177513.4772 | 0% | 0 | 127163.9902 | 0 | 0 | 127163.9902 | 678074.3479 | 0 | 0 | 678074.3479 | 177513.4772 | 0 | 0 | 177513.4772 | 0 | 0 | 0 | 0 | 0 | 0 | 0 | 0 | 0 | 0 | 0 | 0 | 0 | 0 | 0 | 0 | 0 | 0 | 0 | 0 | 0 | 0 | 0 | 8321 | Electric Savings (MWh)
2011 | 125518.3696 | 0% | 0 | 662488.4232 | 0% | 0 | 174929.2715 | 0% | 0 | 125518.3696 | 0 | 0 | 125518.3696 | 662488.4232 | 0 | 0 | 662488.4232 | 174929.2715 | 0 | 0 | 174929.2715 | 0 | 0 | 0 | 0 | 0 | 0 | 0 | 0 | 0 | 0 | 0 | 0 | 0 | 0 | 0 | 0 | 0 | 0 | 0 | 0 | 0 | 0 | 0 | 51177 | Steam Savings (klb)
2012 | 124752.1921 | 0% | 0 | 648578.8842 | 0% | 0 | 174624.6355 | 0% | 0 | 124752.1921 | 0 | 0 | 124752.1921 | 648578.8842 | 0 | 0 | 648578.8842 | 174624.6355 | 0 | 0 | 174624.6355 | 0 | 0 | 0 | 0 | 0 | 0 | 0 | 0 | 0 | 0 | 0 | 0 | 0 | 0 | 0 | 0 | 0 | 0 | 0 | 0 | 0 | 0 | 0 | 577084 | Chilling Savings (ton-hr)
2013 | 123513.038 | 0% | 0 | 634669.3453 | 0% | 0 | 172827.4989 | 0% | 0 | 123513.038 | 0 | 0 | 123513.038 | 634669.3453 | 0 | 0 | 634669.3453 | 172827.4989 | 0 | 0 | 172827.4989 | 0 | 0 | 0 | 0 | 0 | 0 | 0 | 0 | 0 | 0 | 0 | 0 | 0 | 0 | 0 | 0 | 0 | 0 | 0 | 0 | 0 | 0 | 0 | 2016 | First year of implementation
2014 | 122101.5512 | 0% | 0 | 620759.8064 | 0% | 0 | 170475.7082 | 0% | 0 | 122101.5512 | 0 | 0 | 122101.5512 | 620759.8064 | 0 | 0 | 620759.8064 | 170475.7082 | 0 | 0 | 170475.7082 | 0 | 0 | 0 | 0 | 0 | 0 | 0 | 0 | 0 | 0 | 0 | 0 | 0 | 0 | 0 | 0 | 0 | 0 | 0 | 0 | 0 | 0 | 0 | 8 | Years For Full Implementation
2015 | 121116.3698 | 0% | 0 | 606850.2675 | 0% | 0 | 169569.7468 | 0% | 0 | 121116.3698 | 0 | 0 | 121116.3698 | 606850.2675 | 0 | 0 | 606850.2675 | 169569.7468 | 0 | 0 | 169569.7468 | 0 | 0 | 0 | 0 | 0 | 0 | 0 | 0 | 0 | 0 | 0 | 0 | 0 | 0 | 0 | 0 | 0 | 0 | 0 | 0 | 0 | 0 | 0 | 6025955 | Total Capital Cost
2016 | 121009.2524 | -0.8595% | -1040.125 | 606173.8135 | -1.24% | -7516.6219 | 170411.9847 | -0.508% | -865.626 | 119969.1274 | 0 | 0 | 119969.1274 | 598657.1917 | 0 | 0 | 598657.1917 | 169546.3587 | 0 | 0 | 169546.3587 | 0 | -1651.6937 | 0 | 0 | 19388.4165 | 91096.3196 | 0 | 85688.8984 | 0 | 16735.436 | 0 | 0 | 0 | 193520.654 | 0 | -753244.375 | -753244.375 | 0 | 0 | 0 | 0 | -540335.3045 | -540335.3045
2017 | 120900.6941 | -1.721% | -2080.25 | 605497.3596 | -2.483% | -15033.2437 | 171252.7817 | -1.011% | -1731.252 | 118820.4441 | 0 | 0 | 118820.4441 | 590464.1159 | 0 | 0 | 590464.1159 | 169521.5297 | 0 | 0 | 169521.5297 | 0 | -3303.3874 | 0 | 0 | 44202.1563 | 183103.6024 | 0 | 172234.6858 | 0 | 33470.872 | 0 | 0 | 0 | 388809.1602 | 0 | -753244.375 | -753244.375 | 0 | 0 | 0 | 0 | -320233.0585 | -860568.363 | Source: Mike Walters (AEI)/Gene Matthews (CWRU)
2018 | 120790.7415 | -2.583% | -3120.375 | 604820.9057 | -3.728% | -22549.8656 | 172092.1844 | -1.509% | -2596.878 | 117670.3665 | 0 | 0 | 117670.3665 | 582271.0401 | 0 | 0 | 582271.0401 | 169495.3064 | 0 | 0 | 169495.3064 | 0 | -4955.0811 | 0 | 0 | 74792.6049 | 276028.6806 | 0 | 259643.7889 | 0 | 50206.308 | 0 | 0 | 0 | 585878.7775 | 0 | -753244.375 | -753244.375 | 0 | 0 | 0 | 0 | -92572.9926 | -953141.3556
2019 | 120679.4396 | -3.448% | -4160.5 | 604144.4518 | -4.977% | -30066.4875 | 172930.2377 | -2.002% | -3462.504 | 116518.9396 | 0 | 0 | 116518.9396 | 574077.9643 | 0 | 0 | 574077.9643 | 169467.7337 | 0 | 0 | 169467.7337 | 0 | -6606.7748 | 0 | 0 | 111496.3198 | 369878.432 | 0 | 347922.6771 | 0 | 66941.744 | 0 | 0 | 0 | 784742.8531 | 0 | -753244.375 | -753244.375 | 0 | 0 | 0 | 0 | 142994.7979 | -810146.5577
2020 | 120566.831 | -4.313% | -5200.625 | 603467.9978 | -6.228% | -37583.1094 | 173766.9845 | -2.491% | -4328.13 | 115366.206 | 0 | 0 | 115366.206 | 565884.8885 | 0 | 0 | 565884.8885 | 169438.8545 | 0 | 0 | 169438.8545 | 0 | -8258.4684 | 0 | 0 | 154635.2302 | 464659.7802 | 0 | 437077.8631 | 0 | 83677.18 | 0 | 0 | 0 | 985414.8233 | 0 | -753244.375 | -753244.375 | 0 | 0 | 0 | 0 | 386805.6785 | -423340.8792
2021 | 120452.957 | -5.181% | -6240.75 | 602791.5439 | -7.482% | -45099.7312 | 174602.4658 | -2.975% | -5193.756 | 114212.207 | 0 | 0 | 114212.207 | 557691.8127 | 0 | 0 | 557691.8127 | 169408.7098 | 0 | 0 | 169408.7098 | 0 | -9910.1621 | 0 | 0 | 206696.1665 | 560379.6949 | 0 | 527115.9029 | 0 | 100412.616 | 0 | 0 | 0 | 1187908.2138 | 0 | -753244.375 | -753244.375 | 0 | 0 | 0 | 0 | 641360.0053 | 218019.1262
2022 | 120337.8569 | -6.05% | -7280.875 | 602115.09 | -8.739% | -52616.3531 | 175436.721 | -3.454% | -6059.382 | 113056.9819 | 0 | 0 | 113056.9819 | 549498.7369 | 0 | 0 | 549498.7369 | 169377.339 | 0 | 0 | 169377.339 | 0 | -11561.8558 | 0 | 0 | 266753.2315 | 657045.1923 | 0 | 618043.3962 | 0 | 117148.052 | 0 | 0 | 0 | 1392236.6404 | 0 | -753244.375 | -753244.375 | 0 | 0 | 0 | 0 | 905745.4969 | 1123764.6231
2023 | 120221.5685 | -6.921% | -8321 | 601438.6361 | -9.998% | -60132.975 | 176269.7878 | -3.929% | -6925.008 | 111900.5685 | 0 | 0 | 111900.5685 | 541305.6611 | 0 | 0 | 541305.6611 | 169344.7798 | 0 | 0 | 169344.7798 | 0 | -13213.5495 | 0 | 0 | 335170.3617 | 754663.3351 | 0 | 709866.9865 | 0 | 133883.488 | 0 | 0 | 0 | 1598413.8096 | 0 | -753244.375 | -753244.375 | 0 | 0 | 0 | 0 | 1180339.7963 | 2304104.4194
2024 | 120104.1279 | -6.928% | -8321 | 600762.1822 | -10.01% | -60132.975 | 177101.7025 | -3.91% | -6925.008 | 111783.1279 | 0 | 0 | 111783.1279 | 540629.2072 | 0 | 0 | 540629.2072 | 170176.6945 | 0 | 0 | 170176.6945 | 0 | -13213.5495 | 0 | 0 | 366479.9195 | 758436.6518 | 0 | 713416.3214 | 0 | 133883.488 | 0 | 0 | 0 | 1605736.4612 | 0 | 0 | 0 | 0 | 0 | 0 | 0 | 1972216.3807 | 4276320.8001
2025 | 119985.57 | -6.935% | -8321 | 600085.7282 | -10.02% | -60132.975 | 177932.4999 | -3.892% | -6925.008 | 111664.57 | 0 | 0 | 111664.57 | 539952.7532 | 0 | 0 | 539952.7532 | 171007.4919 | 0 | 0 | 171007.4919 | 0 | -13213.5495 | 0 | 0 | 398746.2665 | 762228.8351 | 0 | 716983.403 | 0 | 133883.488 | 0 | 0 | 0 | 1613095.7261 | 0 | 0 | 0 | 0 | 0 | 0 | 0 | 2011841.9926 | 6288162.7926
2026 | 119865.928 | -6.942% | -8321 | 599409.2743 | -10.03% | -60132.975 | 178762.2132 | -3.874% | -6925.008 | 111544.928 | 0 | 0 | 111544.928 | 539276.2993 | 0 | 0 | 539276.2993 | 171837.2052 | 0 | 0 | 171837.2052 | 0 | -13213.5495 | 0 | 0 | 435220.8482 | 766039.9792 | 0 | 720568.32 | 0 | 133883.488 | 0 | 0 | 0 | 1620491.7872 | 0 | 0 | 0 | 0 | 0 | 0 | 0 | 2055712.6354 | 8343875.4281
2027 | 119745.2342 | -6.949% | -8321 | 598732.8204 | -10.04% | -60132.975 | 179590.8747 | -3.856% | -6925.008 | 111424.2342 | 0 | 0 | 111424.2342 | 538599.8454 | 0 | 0 | 538599.8454 | 172665.8667 | 0 | 0 | 172665.8667 | 0 | -13213.5495 | 0 | 0 | 472827.8325 | 769870.1791 | 0 | 724171.1616 | 0 | 133883.488 | 0 | 0 | 0 | 1627924.8287 | 0 | 0 | 0 | 0 | 0 | 0 | 0 | 2100752.6612 | 10444628.0893
2028 | 119623.5193 | -6.956% | -8321 | 598056.3665 | -10.05% | -60132.975 | 180418.515 | -3.838% | -6925.008 | 111302.5193 | 0 | 0 | 111302.5193 | 537923.3915 | 0 | 0 | 537923.3915 | 173493.507 | 0 | 0 | 173493.507 | 0 | -13213.5495 | 0 | 0 | 511512.2416 | 773719.53 | 0 | 727792.0174 | 0 | 133883.488 | 0 | 0 | 0 | 1635395.0354 | 0 | 0 | 0 | 0 | 0 | 0 | 0 | 2146907.2771 | 12591535.3664
2029 | 119500.8128 | -6.963% | -8321 | 597379.9125 | -10.07% | -60132.975 | 181245.1639 | -3.821% | -6925.008 | 111179.8128 | 0 | 0 | 111179.8128 | 537246.9375 | 0 | 0 | 537246.9375 | 174320.1559 | 0 | 0 | 174320.1559 | 0 | -13213.5495 | 0 | 0 | 551219.3928 | 777588.1277 | 0 | 731430.9775 | 0 | 133883.488 | 0 | 0 | 0 | 1642902.5932 | 0 | 0 | 0 | 0 | 0 | 0 | 0 | 2194121.986 | 14785657.3524
2030 | 119377.1434 | -6.97% | -8321 | 596703.4586 | -10.08% | -60132.975 | 182070.8498 | -3.803% | -6925.008 | 111056.1434 | 0 | 0 | 111056.1434 | 536570.4836 | 0 | 0 | 536570.4836 | 175145.8418 | 0 | 0 | 175145.8418 | 0 | -13213.5495 | 0 | 0 | 591894.8926 | 781476.0683 | 0 | 735088.1324 | 0 | 133883.488 | 0 | 0 | 0 | 1650447.6887 | 0 | 0 | 0 | 0 | 0 | 0 | 0 | 2242342.5814 | 17027999.9337
2031 | 119252.5384 | -6.978% | -8321 | 596027.0047 | -10.09% | -60132.975 | 182895.6 | -3.786% | -6925.008 | 110931.5384 | 0 | 0 | 110931.5384 | 535894.0297 | 0 | 0 | 535894.0297 | 175970.592 | 0 | 0 | 175970.592 | 0 | -13213.5495 | 0 | 0 | 638472.2503 | 785383.4487 | 0 | 738763.5731 | 0 | 133883.488 | 0 | 0 | 0 | 1658030.5097 | 0 | 0 | 0 | 0 | 0 | 0 | 0 | 2296502.76 | 19324502.6938
2032 | 119127.0241 | -6.985% | -8321 | 595350.5508 | -10.1% | -60132.975 | 183719.4411 | -3.769% | -6925.008 | 110806.0241 | 0 | 0 | 110806.0241 | 535217.5758 | 0 | 0 | 535217.5758 | 176794.4331 | 0 | 0 | 176794.4331 | 0 | -13213.5495 | 0 | 0 | 686189.7867 | 789310.3659 | 0 | 742457.3909 | 0 | 133883.488 | 0 | 0 | 0 | 1665651.2448 | 0 | 0 | 0 | 0 | 0 | 0 | 0 | 2351841.0315 | 21676343.7253
2033 | 119000.626 | -6.992% | -8321 | 594674.0968 | -10.11% | -60132.975 | 184542.3983 | -3.753% | -6925.008 | 110679.626 | 0 | 0 | 110679.626 | 534541.1218 | 0 | 0 | 534541.1218 | 177617.3903 | 0 | 0 | 177617.3903 | 0 | -13213.5495 | 0 | 0 | 728965.6955 | 793256.9177 | 0 | 746169.6779 | 0 | 133883.488 | 0 | 0 | 0 | 1673310.0836 | 0 | 0 | 0 | 0 | 0 | 0 | 0 | 2402275.7791 | 24078619.5044
2034 | 118873.3686 | -7% | -8321 | 593997.6429 | -10.12% | -60132.975 | 185364.4961 | -3.736% | -6925.008 | 110552.3686 | 0 | 0 | 110552.3686 | 533864.6679 | 0 | 0 | 533864.6679 | 178439.4881 | 0 | 0 | 178439.4881 | 0 | -13213.5495 | 0 | 0 | 766557.3624 | 797223.2023 | 0 | 749900.5263 | 0 | 133883.488 | 0 | 0 | 0 | 1681007.2166 | 0 | 0 | 0 | 0 | 0 | 0 | 0 | 2447564.579 | 26526184.0834
2035 | 118745.2753 | -7.007% | -8321 | 593321.189 | -10.13% | -60132.975 | 186185.7581 | -3.719% | -6925.008 | 110424.2753 | 0 | 0 | 110424.2753 | 533188.214 | 0 | 0 | 533188.214 | 179260.7501 | 0 | 0 | 179260.7501 | 0 | -13213.5495 | 0 | 0 | 804920.8945 | 801209.3183 | 0 | 753650.0289 | 0 | 133883.488 | 0 | 0 | 0 | 1688742.8352 | 0 | 0 | 0 | 0 | 0 | 0 | 0 | 2493663.7297 | 29019847.8131
2036 | 118616.369 | -7.015% | -8321 | 592644.7351 | -10.15% | -60132.975 | 187006.2071 | -3.703% | -6925.008 | 110295.369 | 0 | 0 | 110295.369 | 532511.7601 | 0 | 0 | 532511.7601 | 180081.1991 | 0 | 0 | 180081.1991 | 0 | -13213.5495 | 0 | 0 | 849805.1413 | 805215.3649 | 0 | 757418.279 | 0 | 133883.488 | 0 | 0 | 0 | 1696517.132 | 0 | 0 | 0 | 0 | 0 | 0 | 0 | 2546322.2733 | 31566170.0863
2037 | 118486.6714 | -7.023% | -8321 | 591968.2811 | -10.16% | -60132.975 | 187825.8648 | -3.687% | -6925.008 | 110165.6714 | 0 | 0 | 110165.6714 | 531835.3061 | 0 | 0 | 531835.3061 | 180900.8568 | 0 | 0 | 180900.8568 | 0 | -13213.5495 | 0 | 0 | 894494.287 | 809241.4417 | 0 | 761205.3704 | 0 | 133883.488 | 0 | 0 | 0 | 1704330.3002 | 0 | 0 | 0 | 0 | 0 | 0 | 0 | 2598824.5872 | 34164994.6735
2038 | 118356.2037 | -7.03% | -8321 | 591291.8272 | -10.17% | -60132.975 | 188644.7524 | -3.671% | -6925.008 | 110035.2037 | 0 | 0 | 110035.2037 | 531158.8522 | 0 | 0 | 531158.8522 | 181719.7444 | 0 | 0 | 181719.7444 | 0 | -13213.5495 | 0 | 0 | 938869.8983 | 813287.6489 | 0 | 765011.3973 | 0 | 133883.488 | 0 | 0 | 0 | 1712182.5342 | 0 | 0 | 0 | 0 | 0 | 0 | 0 | 2651052.4326 | 36816047.106
2039 | 118224.9863 | -7.038% | -8321 | 590615.3733 | -10.18% | -60132.975 | 189462.8903 | -3.655% | -6925.008 | 109903.9863 | 0 | 0 | 109903.9863 | 530482.3983 | 0 | 0 | 530482.3983 | 182537.8823 | 0 | 0 | 182537.8823 | 0 | -13213.5495 | 0 | 0 | 982835.4543 | 817354.0872 | 0 | 768836.4543 | 0 | 133883.488 | 0 | 0 | 0 | 1720074.0295 | 0 | 0 | 0 | 0 | 0 | 0 | 0 | 2702909.4838 | 39518956.5899
2040 | 118093.0388 | -7.046% | -8321 | 589938.9194 | -10.19% | -60132.975 | 190280.2981 | -3.639% | -6925.008 | 109772.0388 | 0 | 0 | 109772.0388 | 529805.9444 | 0 | 0 | 529805.9444 | 183355.2901 | 0 | 0 | 183355.2901 | 0 | -13213.5495 | 0 | 0 | 1028944.9128 | 821440.8576 | 0 | 772680.6366 | 0 | 133883.488 | 0 | 0 | 0 | 1728004.9822 | 0 | 0 | 0 | 0 | 0 | 0 | 0 | 2756949.895 | 42275906.4848
2041 | 117960.3802 | -7.054% | -8321 | 589262.4655 | -10.2% | -60132.975 | 191096.9948 | -3.624% | -6925.008 | 109639.3802 | 0 | 0 | 109639.3802 | 529129.4905 | 0 | 0 | 529129.4905 | 184171.9868 | 0 | 0 | 184171.9868 | 0 | -13213.5495 | 0 | 0 | 1073613.5919 | 825548.0619 | 0 | 776544.0397 | 0 | 133883.488 | 0 | 0 | 0 | 1735975.5897 | 0 | 0 | 0 | 0 | 0 | 0 | 0 | 2809589.1816 | 45085495.6664
2042 | 117827.0288 | -7.062% | -8321 | 588586.0115 | -10.22% | -60132.975 | 191912.9987 | -3.608% | -6925.008 | 109506.0288 | 0 | 0 | 109506.0288 | 528453.0365 | 0 | 0 | 528453.0365 | 184987.9907 | 0 | 0 | 184987.9907 | 0 | -13213.5495 | 0 | 0 | 1116541.6688 | 829675.8022 | 0 | 780426.7599 | 0 | 133883.488 | 0 | 0 | 0 | 1743986.0502 | 0 | 0 | 0 | 0 | 0 | 0 | 0 | 2860527.719 | 47946023.3854
2043 | 117693.0024 | -7.07% | -8321 | 587909.5576 | -10.23% | -60132.975 | 192728.3276 | -3.593% | -6925.008 | 109372.0024 | 0 | 0 | 109372.0024 | 527776.5826 | 0 | 0 | 527776.5826 | 185803.3196 | 0 | 0 | 185803.3196 | 0 | -13213.5495 | 0 | 0 | 1164825.3495 | 833824.1812 | 0 | 784328.8937 | 0 | 133883.488 | 0 | 0 | 0 | 1752036.563 | 0 | 0 | 0 | 0 | 0 | 0 | 0 | 2916861.9125 | 50862885.2979
2044 | 117558.318 | -7.078% | -8321 | 587233.1037 | -10.24% | -60132.975 | 193542.9985 | -3.578% | -6925.008 | 109237.318 | 0 | 0 | 109237.318 | 527100.1287 | 0 | 0 | 527100.1287 | 186617.9905 | 0 | 0 | 186617.9905 | 0 | -13213.5495 | 0 | 0 | 1219555.9294 | 837993.3021 | 0 | 788250.5382 | 0 | 133883.488 | 0 | 0 | 0 | 1760127.3283 | 0 | 0 | 0 | 0 | 0 | 0 | 0 | 2979683.2577 | 53842568.5556
2045 | 117422.9922 | -7.086% | -8321 | 586556.6498 | -10.25% | -60132.975 | 194357.0279 | -3.563% | -6925.008 | 109101.9922 | 0 | 0 | 109101.9922 | 526423.6748 | 0 | 0 | 526423.6748 | 187432.0199 | 0 | 0 | 187432.0199 | 0 | -13213.5495 | 0 | 0 | 1282296.9935 | 842183.2687 | 0 | 792191.7909 | 0 | 133883.488 | 0 | 0 | 0 | 1768258.5475 | 0 | 0 | 0 | 0 | 0 | 0 | 0 | 3050555.541 | 56893124.0966
2046 | 117287.0409 | -7.095% | -8321 | 585880.1958 | -10.26% | -60132.975 | 195170.4319 | -3.548% | -6925.008 | 108966.0409 | 0 | 0 | 108966.0409 | 525747.2208 | 0 | 0 | 525747.2208 | 188245.4239 | 0 | 0 | 188245.4239 | 0 | -13213.5495 | 0 | 0 | 1349250.863 | 846394.185 | 0 | 796152.7498 | 0 | 133883.488 | 0 | 0 | 0 | 1776430.4228 | 0 | 0 | 0 | 0 | 0 | 0 | 0 | 3125681.2858 | 60018805.3825
2047 | 117150.4796 | -7.103% | -8321 | 585203.7419 | -10.28% | -60132.975 | 195983.2259 | -3.533% | -6925.008 | 108829.4796 | 0 | 0 | 108829.4796 | 525070.7669 | 0 | 0 | 525070.7669 | 189058.2179 | 0 | 0 | 189058.2179 | 0 | -13213.5495 | 0 | 0 | 1420944.7759 | 850626.1559 | 0 | 800133.5136 | 0 | 133883.488 | 0 | 0 | 0 | 1784643.1575 | 0 | 0 | 0 | 0 | 0 | 0 | 0 | 3205587.9334 | 63224393.3159
2048 | 117013.3232 | -7.111% | -8321 | 584527.288 | -10.29% | -60132.975 | 196795.4248 | -3.519% | -6925.008 | 108692.3232 | 0 | 0 | 108692.3232 | 524394.313 | 0 | 0 | 524394.313 | 189870.4168 | 0 | 0 | 189870.4168 | 0 | -13213.5495 | 0 | 0 | 1497950.2893 | 854879.2867 | 0 | 804134.1812 | 0 | 133883.488 | 0 | 0 | 0 | 1792896.9559 | 0 | 0 | 0 | 0 | 0 | 0 | 0 | 3290847.2451 | 66515240.561
2049 | 116875.5862 | -7.12% | -8321 | 583850.8341 | -10.3% | -60132.975 | 197607.0431 | -3.504% | -6925.008 | 108554.5862 | 0 | 0 | 108554.5862 | 523717.8591 | 0 | 0 | 523717.8591 | 190682.0351 | 0 | 0 | 190682.0351 | 0 | -13213.5495 | 0 | 0 | 1580878.63 | 859153.6831 | 0 | 808154.8521 | 0 | 133883.488 | 0 | 0 | 0 | 1801192.0232 | 0 | 0 | 0 | 0 | 0 | 0 | 0 | 3382070.6532 | 69897311.2143
2050 | 116737.2826 | -7.128% | -8321 | 583174.3801 | -10.31% | -60132.975 | 198418.0948 | -3.49% | -6925.008 | 108416.2826 | 0 | 0 | 108416.2826 | 523041.4051 | 0 | 0 | 523041.4051 | 191493.0868 | 0 | 0 | 191493.0868 | 0 | -13213.5495 | 0 | 0 | 1670376.1133 | 863449.4516 | 0 | 812195.6263 | 0 | 133883.488 | 0 | 0 | 0 | 1809528.5659 | 0 | 0 | 0 | 0 | 0 | 0 | 0 | 3479904.6792 | 73377215.8934
HOME

## LongECM
|  | Actionable Alternative: | Long-term Energy Conservation Measures | [6 empty] | NPV through 2050 | Cumulative Carbon Abatement (2010 - 2050) | Contribution toward Neutralilty in |  | Average
|  | Year Implemented: | 2010 | [5 empty] | Avoided Compliance Risk: | 3189585.894 | 226850.4361 | 2050
|  | Reference Case: | MidECM | [5 empty] | Incremental Fuel Savings (Cost): | 6109936.4078 | Average | 10082.2416 |  | 726119.825
|  |  | Return to Summary | [5 empty] | Avoided Capital Cost: | 0 | 5532.9375 | 0.9222% |  | 0
|  | Wedge Group: | Energy Conservation | [5 empty] | New Capital Cost: | -2900388.9718 |  |  |  | -202893.1707
[9 empty] | Avoided Operating Costs: | 0 |  |  |  | 0
[9 empty] | New Operating Costs: | 0 |  |  |  | 0
[9 empty] | Incremental Cash Flow: | 6399133.3299
[9 empty] | DPI: | 3.2063
[9 empty] | IRR: | 26.55%
[9 empty] | Simple Payback: | 22.7365
[9 empty] | Total Incremental Savings (Cost) w/o Compliance Savings: | 3209547.436
[9 empty] | Levelized Cost (Savings) per MTCDE Avoided: | -68.2869
[9 empty] | Levelized Avoided Compliance Cost per MTCDE Avoided: | 67.8622
| Incremental Utility Demand Savings | [8 empty] | Electricity Supply |  |  |  | Steam Supply |  |  |  | Chilled Water Supply |  |  |  | GHG and Compliance Risk Reductions |  |  |  |  | Incremental Fuel Savings (Cost) | [8 empty] | Incremental Non-Fuel OPEX/Capital Savings (Cost) | [6 empty] | Cash Flow
| Reference Electric Load | % Reduction from Reference | Change in Electricity Demand | Reference Steam Load | % Reduction from Reference | Change in Steam Demand | Reference Chilled Water Load | % Reduction from Reference | Change in Chilled Water Demand | Beginning Required P/E | Displaced P/E | New Electricity Source | Ending Required P/E | Beginning Required Steam | Displaced Steam | New Heat Source | Ending Required Steam | Beginning Required Chilled Water | Displaced Chilled Water | New Cooling Source | Ending Required Chilled Water | Scope 1 | Scope 2 | Scope 3 (Commuting) | Scope 3 (Air Travel, other) | Avoided Compliance Risk | Electricity Savings | New Electricity Source Fuel Cost | Steam Savings | New Steam Source Fuel Cost | Chilled Water Savings | New Chilled Water Source Fuel Cost | NG Savings | Campus Fleet Fuel | Incremental Fuel Savings (Cost) | Avoided Capital Cost | New Capital Cost | Incremental Capital | Avoided Operating Costs | New Operating Costs | Incremental OPEX | Other Revenue | Incremental Cash Flow | Cumulative Cash Flow | Notes/Description of Assumptions Please describe all assumptions for modeling here:
FYE | MWh |  | MWh | MMBtu |  | MMBtu | MMBtu |  | MMBtu | MWh | MWh | MWh | MWh | MMBtu | MMBtu | MMBtu | MMBtu | MMBtu | MMBtu | MMBtu | MMBtu | MTCDE | MTCDE | MTCDE | MTCDE | 2010 $ | 2010 $ | 2010 $ | 2010 $ | 2010 $ | 2010 $ | 2010 $ | 2010 $ | 2010 $ | 2010 $ | 2010 $ | 2010 $ | 2010 $ | 2010 $ | 2010 $ | 2010 $ | 2010 $ | 2010 $ | 2010 $ |  | Cumulative Savings
2010 | 127163.9902 | 0% | 0 | 678074.3479 | 0% | 0 | 177513.4772 | 0% | 0 | 127163.9902 | 0 | 0 | 127163.9902 | 678074.3479 | 0 | 0 | 678074.3479 | 177513.4772 | 0 | 0 | 177513.4772 | 0 | 0 | 0 | 0 | 0 | 0 | 0 | 0 | 0 | 0 | 0 | 0 | 0 | 0 | 0 | 0 | 0 | 0 | 0 | 0 | 0 | 0 | 0 | 2664 | Electric Savings (MWh)
2011 | 125518.3696 | 0% | 0 | 662488.4232 | 0% | 0 | 174929.2715 | 0% | 0 | 125518.3696 | 0 | 0 | 125518.3696 | 662488.4232 | 0 | 0 | 662488.4232 | 174929.2715 | 0 | 0 | 174929.2715 | 0 | 0 | 0 | 0 | 0 | 0 | 0 | 0 | 0 | 0 | 0 | 0 | 0 | 0 | 0 | 0 | 0 | 0 | 0 | 0 | 0 | 0 | 0 | 48753 | Steam Savings (klb)
2012 | 124752.1921 | 0% | 0 | 648578.8842 | 0% | 0 | 174624.6355 | 0% | 0 | 124752.1921 | 0 | 0 | 124752.1921 | 648578.8842 | 0 | 0 | 648578.8842 | 174624.6355 | 0 | 0 | 174624.6355 | 0 | 0 | 0 | 0 | 0 | 0 | 0 | 0 | 0 | 0 | 0 | 0 | 0 | 0 | 0 | 0 | 0 | 0 | 0 | 0 | 0 | 0 | 0 | 1414444 | Chilling Savings (ton-hr)
2013 | 123513.038 | 0% | 0 | 634669.3453 | 0% | 0 | 172827.4989 | 0% | 0 | 123513.038 | 0 | 0 | 123513.038 | 634669.3453 | 0 | 0 | 634669.3453 | 172827.4989 | 0 | 0 | 172827.4989 | 0 | 0 | 0 | 0 | 0 | 0 | 0 | 0 | 0 | 0 | 0 | 0 | 0 | 0 | 0 | 0 | 0 | 0 | 0 | 0 | 0 | 0 | 0 | 2024 | First year of implementation
2014 | 122101.5512 | 0% | 0 | 620759.8064 | 0% | 0 | 170475.7082 | 0% | 0 | 122101.5512 | 0 | 0 | 122101.5512 | 620759.8064 | 0 | 0 | 620759.8064 | 170475.7082 | 0 | 0 | 170475.7082 | 0 | 0 | 0 | 0 | 0 | 0 | 0 | 0 | 0 | 0 | 0 | 0 | 0 | 0 | 0 | 0 | 0 | 0 | 0 | 0 | 0 | 0 | 0 | 10 | Years For Full Implementation
2015 | 121116.3698 | 0% | 0 | 606850.2675 | 0% | 0 | 169569.7468 | 0% | 0 | 121116.3698 | 0 | 0 | 121116.3698 | 606850.2675 | 0 | 0 | 606850.2675 | 169569.7468 | 0 | 0 | 169569.7468 | 0 | 0 | 0 | 0 | 0 | 0 | 0 | 0 | 0 | 0 | 0 | 0 | 0 | 0 | 0 | 0 | 0 | 0 | 0 | 0 | 0 | 0 | 0 | 8318620 | Total Capital Cost
2016 | 119969.1274 | 0% | 0 | 598657.1917 | 0% | 0 | 169546.3587 | 0% | 0 | 119969.1274 | 0 | 0 | 119969.1274 | 598657.1917 | 0 | 0 | 598657.1917 | 169546.3587 | 0 | 0 | 169546.3587 | 0 | 0 | 0 | 0 | 0 | 0 | 0 | 0 | 0 | 0 | 0 | 0 | 0 | 0 | 0 | 0 | 0 | 0 | 0 | 0 | 0 | 0 | 0
2017 | 118820.4441 | 0% | 0 | 590464.1159 | 0% | 0 | 169521.5297 | 0% | 0 | 118820.4441 | 0 | 0 | 118820.4441 | 590464.1159 | 0 | 0 | 590464.1159 | 169521.5297 | 0 | 0 | 169521.5297 | 0 | 0 | 0 | 0 | 0 | 0 | 0 | 0 | 0 | 0 | 0 | 0 | 0 | 0 | 0 | 0 | 0 | 0 | 0 | 0 | 0 | 0 | 0 | Source: Mike Walters (AEI)/Gene Matthews (CWRU)
2018 | 117670.3665 | 0% | 0 | 582271.0401 | 0% | 0 | 169495.3064 | 0% | 0 | 117670.3665 | 0 | 0 | 117670.3665 | 582271.0401 | 0 | 0 | 582271.0401 | 169495.3064 | 0 | 0 | 169495.3064 | 0 | 0 | 0 | 0 | 0 | 0 | 0 | 0 | 0 | 0 | 0 | 0 | 0 | 0 | 0 | 0 | 0 | 0 | 0 | 0 | 0 | 0 | 0
2019 | 116518.9396 | 0% | 0 | 574077.9643 | 0% | 0 | 169467.7337 | 0% | 0 | 116518.9396 | 0 | 0 | 116518.9396 | 574077.9643 | 0 | 0 | 574077.9643 | 169467.7337 | 0 | 0 | 169467.7337 | 0 | 0 | 0 | 0 | 0 | 0 | 0 | 0 | 0 | 0 | 0 | 0 | 0 | 0 | 0 | 0 | 0 | 0 | 0 | 0 | 0 | 0 | 0
2020 | 115366.206 | 0% | 0 | 565884.8885 | 0% | 0 | 169438.8545 | 0% | 0 | 115366.206 | 0 | 0 | 115366.206 | 565884.8885 | 0 | 0 | 565884.8885 | 169438.8545 | 0 | 0 | 169438.8545 | 0 | 0 | 0 | 0 | 0 | 0 | 0 | 0 | 0 | 0 | 0 | 0 | 0 | 0 | 0 | 0 | 0 | 0 | 0 | 0 | 0 | 0 | 0
2021 | 114212.207 | 0% | 0 | 557691.8127 | 0% | 0 | 169408.7098 | 0% | 0 | 114212.207 | 0 | 0 | 114212.207 | 557691.8127 | 0 | 0 | 557691.8127 | 169408.7098 | 0 | 0 | 169408.7098 | 0 | 0 | 0 | 0 | 0 | 0 | 0 | 0 | 0 | 0 | 0 | 0 | 0 | 0 | 0 | 0 | 0 | 0 | 0 | 0 | 0 | 0 | 0
2022 | 113056.9819 | 0% | 0 | 549498.7369 | 0% | 0 | 169377.339 | 0% | 0 | 113056.9819 | 0 | 0 | 113056.9819 | 549498.7369 | 0 | 0 | 549498.7369 | 169377.339 | 0 | 0 | 169377.339 | 0 | 0 | 0 | 0 | 0 | 0 | 0 | 0 | 0 | 0 | 0 | 0 | 0 | 0 | 0 | 0 | 0 | 0 | 0 | 0 | 0 | 0 | 0
2023 | 111900.5685 | 0% | 0 | 541305.6611 | 0% | 0 | 169344.7798 | 0% | 0 | 111900.5685 | 0 | 0 | 111900.5685 | 541305.6611 | 0 | 0 | 541305.6611 | 169344.7798 | 0 | 0 | 169344.7798 | 0 | 0 | 0 | 0 | 0 | 0 | 0 | 0 | 0 | 0 | 0 | 0 | 0 | 0 | 0 | 0 | 0 | 0 | 0 | 0 | 0 | 0 | 0
2024 | 111783.1279 | -0.2383% | -266.4 | 540629.2072 | -1.06% | -5728.4775 | 170176.6945 | -0.9974% | -1697.3328 | 111516.7279 | 0 | 0 | 111516.7279 | 534900.7297 | 0 | 0 | 534900.7297 | 168479.3617 | 0 | 0 | 168479.3617 | 0 | -1008.2242 | 0 | 0 | 27963.2591 | 24281.6397 | 0 | 67962.5338 | 0 | 32815.1008 | 0 | 0 | 0 | 125059.2743 | 0 | -831862 | -831862 | 0 | 0 | 0 | 0 | -678839.4666 | -678839.4666
2025 | 111664.57 | -0.4771% | -532.8 | 539952.7532 | -2.122% | -11456.955 | 171007.4919 | -1.985% | -3394.6656 | 111131.77 | 0 | 0 | 111131.77 | 528495.7982 | 0 | 0 | 528495.7982 | 167612.8263 | 0 | 0 | 167612.8263 | 0 | -2016.4483 | 0 | 0 | 60850.511 | 48806.0958 | 0 | 136604.6929 | 0 | 65630.2016 | 0 | 0 | 0 | 251040.9903 | 0 | -831862 | -831862 | 0 | 0 | 0 | 0 | -519970.4987 | -1198809.9652
2026 | 111544.928 | -0.7165% | -799.2 | 539276.2993 | -3.187% | -17185.4325 | 171837.2052 | -2.963% | -5091.9984 | 110745.728 | 0 | 0 | 110745.728 | 522090.8668 | 0 | 0 | 522090.8668 | 166745.2068 | 0 | 0 | 166745.2068 | 0 | -3024.6725 | 0 | 0 | 99625.0494 | 73575.1894 | 0 | 205931.5746 | 0 | 98445.3024 | 0 | 0 | 0 | 377952.0664 | 0 | -831862 | -831862 | 0 | 0 | 0 | 0 | -354284.8842 | -1553094.8494
2027 | 111424.2342 | -0.9563% | -1065.6 | 538599.8454 | -4.254% | -22913.91 | 172665.8667 | -3.932% | -6789.3312 | 110358.6342 | 0 | 0 | 110358.6342 | 515685.9354 | 0 | 0 | 515685.9354 | 165876.5355 | 0 | 0 | 165876.5355 | 0 | -4032.8966 | 0 | 0 | 144311.3962 | 98590.7539 | 0 | 275948.3099 | 0 | 131260.4032 | 0 | 0 | 0 | 505799.467 | 0 | -831862 | -831862 | 0 | 0 | 0 | 0 | -181751.1369 | -1734845.9862
2028 | 111302.5193 | -1.197% | -1332 | 537923.3915 | -5.325% | -28642.3875 | 173493.507 | -4.892% | -8486.664 | 109970.5193 | 0 | 0 | 109970.5193 | 509281.004 | 0 | 0 | 509281.004 | 165006.843 | 0 | 0 | 165006.843 | 0 | -5041.1208 | 0 | 0 | 195147.7913 | 123854.6345 | 0 | 346660.0643 | 0 | 164075.504 | 0 | 0 | 0 | 634590.2029 | 0 | -831862 | -831862 | 0 | 0 | 0 | 0 | -2124.0058 | -1736969.992
2029 | 111179.8128 | -1.438% | -1598.4 | 537246.9375 | -6.398% | -34370.865 | 174320.1559 | -5.842% | -10183.9968 | 109581.4128 | 0 | 0 | 109581.4128 | 502876.0725 | 0 | 0 | 502876.0725 | 164136.1591 | 0 | 0 | 164136.1591 | 0 | -6049.345 | 0 | 0 | 252355.8303 | 149368.6893 | 0 | 418072.0376 | 0 | 196890.6048 | 0 | 0 | 0 | 764331.3316 | 0 | -831862 | -831862 | 0 | 0 | 0 | 0 | 184825.162 | -1552144.8301
2030 | 111056.1434 | -1.679% | -1864.8 | 536570.4836 | -7.473% | -40099.3425 | 175145.8418 | -6.784% | -11881.3296 | 109191.3434 | 0 | 0 | 109191.3434 | 496471.1411 | 0 | 0 | 496471.1411 | 163264.5122 | 0 | 0 | 163264.5122 | 0 | -7057.5691 | 0 | 0 | 316140.5734 | 175134.7881 | 0 | 490189.4641 | 0 | 229705.7056 | 0 | 0 | 0 | 895029.9578 | 0 | -831862 | -831862 | 0 | 0 | 0 | 0 | 379308.5313 | -1172836.2988
2031 | 110931.5384 | -1.921% | -2131.2 | 535894.0297 | -8.552% | -45827.82 | 175970.592 | -7.716% | -13578.6624 | 108800.3384 | 0 | 0 | 108800.3384 | 490066.2097 | 0 | 0 | 490066.2097 | 162391.9296 | 0 | 0 | 162391.9296 | 0 | -8065.7933 | 0 | 0 | 389735.187 | 201154.8138 | 0 | 563017.613 | 0 | 262520.8064 | 0 | 0 | 0 | 1026693.2332 | 0 | -831862 | -831862 | 0 | 0 | 0 | 0 | 584566.4202 | -588269.8786
2032 | 110806.0241 | -2.164% | -2397.6 | 535217.5758 | -9.633% | -51556.2975 | 176794.4331 | -8.641% | -15275.9952 | 108408.4241 | 0 | 0 | 108408.4241 | 483661.2783 | 0 | 0 | 483661.2783 | 161518.4379 | 0 | 0 | 161518.4379 | 0 | -9074.0174 | 0 | 0 | 471220.7035 | 227430.6614 | 0 | 636561.7887 | 0 | 295335.9072 | 0 | 0 | 0 | 1159328.3573 | 0 | -831862 | -831862 | 0 | 0 | 0 | 0 | 798687.0608 | 210417.1822
2033 | 110679.626 | -2.407% | -2664 | 534541.1218 | -10.72% | -57284.775 | 177617.3903 | -9.556% | -16973.328 | 108015.626 | 0 | 0 | 108015.626 | 477256.3468 | 0 | 0 | 477256.3468 | 160644.0623 | 0 | 0 | 160644.0623 | 0 | -10082.2416 | 0 | 0 | 556217.5598 | 253964.2385 | 0 | 710827.3307 | 0 | 328151.008 | 0 | 0 | 0 | 1292942.5773 | 0 | -831862 | -831862 | 0 | 0 | 0 | 0 | 1017298.137 | 1227715.3193
2034 | 110552.3686 | -2.41% | -2664 | 533864.6679 | -10.73% | -57284.775 | 178439.4881 | -9.512% | -16973.328 | 107888.3686 | 0 | 0 | 107888.3686 | 476579.8929 | 0 | 0 | 476579.8929 | 161466.1601 | 0 | 0 | 161466.1601 | 0 | -10082.2416 | 0 | 0 | 584900.8646 | 255234.0597 | 0 | 714381.4674 | 0 | 328151.008 | 0 | 0 | 0 | 1297766.5351 | 0 | 0 | 0 | 0 | 0 | 0 | 0 | 1882667.3997 | 3110382.719
2035 | 110424.2753 | -2.413% | -2664 | 533188.214 | -10.74% | -57284.775 | 179260.7501 | -9.469% | -16973.328 | 107760.2753 | 0 | 0 | 107760.2753 | 475903.439 | 0 | 0 | 475903.439 | 162287.4221 | 0 | 0 | 162287.4221 | 0 | -10082.2416 | 0 | 0 | 614173.1202 | 256510.23 | 0 | 717953.3747 | 0 | 328151.008 | 0 | 0 | 0 | 1302614.6128 | 0 | 0 | 0 | 0 | 0 | 0 | 0 | 1916787.733 | 5027170.452
2036 | 110295.369 | -2.415% | -2664 | 532511.7601 | -10.76% | -57284.775 | 180081.1991 | -9.425% | -16973.328 | 107631.369 | 0 | 0 | 107631.369 | 475226.9851 | 0 | 0 | 475226.9851 | 163107.8711 | 0 | 0 | 163107.8711 | 0 | -10082.2416 | 0 | 0 | 648420.8309 | 257792.7812 | 0 | 721543.1416 | 0 | 328151.008 | 0 | 0 | 0 | 1307486.9308 | 0 | 0 | 0 | 0 | 0 | 0 | 0 | 1955907.7617 | 6983078.2137
2037 | 110165.6714 | -2.418% | -2664 | 531835.3061 | -10.77% | -57284.775 | 180900.8568 | -9.383% | -16973.328 | 107501.6714 | 0 | 0 | 107501.6714 | 474550.5311 | 0 | 0 | 474550.5311 | 163927.5288 | 0 | 0 | 163927.5288 | 0 | -10082.2416 | 0 | 0 | 682519.675 | 259081.7451 | 0 | 725150.8573 | 0 | 328151.008 | 0 | 0 | 0 | 1312383.6104 | 0 | 0 | 0 | 0 | 0 | 0 | 0 | 1994903.2854 | 8977981.4991
2038 | 110035.2037 | -2.421% | -2664 | 531158.8522 | -10.78% | -57284.775 | 181719.7444 | -9.34% | -16973.328 | 107371.2037 | 0 | 0 | 107371.2037 | 473874.0772 | 0 | 0 | 473874.0772 | 164746.4164 | 0 | 0 | 164746.4164 | 0 | -10082.2416 | 0 | 0 | 716379.2851 | 260377.1538 | 0 | 728776.6116 | 0 | 328151.008 | 0 | 0 | 0 | 1317304.7734 | 0 | 0 | 0 | 0 | 0 | 0 | 0 | 2033684.0585 | 11011665.5576
2039 | 109903.9863 | -2.424% | -2664 | 530482.3983 | -10.8% | -57284.775 | 182537.8823 | -9.299% | -16973.328 | 107239.9863 | 0 | 0 | 107239.9863 | 473197.6233 | 0 | 0 | 473197.6233 | 165564.5543 | 0 | 0 | 165564.5543 | 0 | -10082.2416 | 0 | 0 | 749926.0136 | 261679.0396 | 0 | 732420.4947 | 0 | 328151.008 | 0 | 0 | 0 | 1322250.5422 | 0 | 0 | 0 | 0 | 0 | 0 | 0 | 2072176.5559 | 13083842.1134
2040 | 109772.0388 | -2.427% | -2664 | 529805.9444 | -10.81% | -57284.775 | 183355.2901 | -9.257% | -16973.328 | 107108.0388 | 0 | 0 | 107108.0388 | 472521.1694 | 0 | 0 | 472521.1694 | 166381.9621 | 0 | 0 | 166381.9621 | 0 | -10082.2416 | 0 | 0 | 785108.5889 | 262987.4348 | 0 | 736082.5971 | 0 | 328151.008 | 0 | 0 | 0 | 1327221.0399 | 0 | 0 | 0 | 0 | 0 | 0 | 0 | 2112329.6288 | 15196171.7423
2041 | 109639.3802 | -2.43% | -2664 | 529129.4905 | -10.83% | -57284.775 | 184171.9868 | -9.216% | -16973.328 | 106975.3802 | 0 | 0 | 106975.3802 | 471844.7155 | 0 | 0 | 471844.7155 | 167198.6588 | 0 | 0 | 167198.6588 | 0 | -10082.2416 | 0 | 0 | 819191.8165 | 264302.3719 | 0 | 739763.0101 | 0 | 328151.008 | 0 | 0 | 0 | 1332216.3901 | 0 | 0 | 0 | 0 | 0 | 0 | 0 | 2151408.2066 | 17347579.9488
2042 | 109506.0288 | -2.433% | -2664 | 528453.0365 | -10.84% | -57284.775 | 184987.9907 | -9.175% | -16973.328 | 106842.0288 | 0 | 0 | 106842.0288 | 471168.2615 | 0 | 0 | 471168.2615 | 168014.6627 | 0 | 0 | 168014.6627 | 0 | -10082.2416 | 0 | 0 | 851946.9246 | 265623.8838 | 0 | 743461.8252 | 0 | 328151.008 | 0 | 0 | 0 | 1337236.717 | 0 | 0 | 0 | 0 | 0 | 0 | 0 | 2189183.6416 | 19536763.5904
2043 | 109372.0024 | -2.436% | -2664 | 527776.5826 | -10.85% | -57284.775 | 185803.3196 | -9.135% | -16973.328 | 106708.0024 | 0 | 0 | 106708.0024 | 470491.8076 | 0 | 0 | 470491.8076 | 168829.9916 | 0 | 0 | 168829.9916 | 0 | -10082.2416 | 0 | 0 | 888788.4814 | 266952.0032 | 0 | 747179.1343 | 0 | 328151.008 | 0 | 0 | 0 | 1342282.1455 | 0 | 0 | 0 | 0 | 0 | 0 | 0 | 2231070.6269 | 21767834.2174
2044 | 109237.318 | -2.439% | -2664 | 527100.1287 | -10.87% | -57284.775 | 186617.9905 | -9.095% | -16973.328 | 106573.318 | 0 | 0 | 106573.318 | 469815.3537 | 0 | 0 | 469815.3537 | 169644.6625 | 0 | 0 | 169644.6625 | 0 | -10082.2416 | 0 | 0 | 930549.1702 | 268286.7632 | 0 | 750915.03 | 0 | 328151.008 | 0 | 0 | 0 | 1347352.8012 | 0 | 0 | 0 | 0 | 0 | 0 | 0 | 2277901.9714 | 24045736.1888
2045 | 109101.9922 | -2.442% | -2664 | 526423.6748 | -10.88% | -57284.775 | 187432.0199 | -9.056% | -16973.328 | 106437.9922 | 0 | 0 | 106437.9922 | 469138.8998 | 0 | 0 | 469138.8998 | 170458.6919 | 0 | 0 | 170458.6919 | 0 | -10082.2416 | 0 | 0 | 978422.0424 | 269628.1971 | 0 | 754669.6051 | 0 | 328151.008 | 0 | 0 | 0 | 1352448.8102 | 0 | 0 | 0 | 0 | 0 | 0 | 0 | 2330870.8526 | 26376607.0414
2046 | 108966.0409 | -2.445% | -2664 | 525747.2208 | -10.9% | -57284.775 | 188245.4239 | -9.017% | -16973.328 | 106302.0409 | 0 | 0 | 106302.0409 | 468462.4458 | 0 | 0 | 468462.4458 | 171272.0959 | 0 | 0 | 171272.0959 | 0 | -10082.2416 | 0 | 0 | 1029509.3819 | 270976.338 | 0 | 758442.9531 | 0 | 328151.008 | 0 | 0 | 0 | 1357570.2992 | 0 | 0 | 0 | 0 | 0 | 0 | 0 | 2387079.681 | 28763686.7225
2047 | 108829.4796 | -2.448% | -2664 | 525070.7669 | -10.91% | -57284.775 | 189058.2179 | -8.978% | -16973.328 | 106165.4796 | 0 | 0 | 106165.4796 | 467785.9919 | 0 | 0 | 467785.9919 | 172084.8899 | 0 | 0 | 172084.8899 | 0 | -10082.2416 | 0 | 0 | 1084213.4832 | 272331.2197 | 0 | 762235.1679 | 0 | 328151.008 | 0 | 0 | 0 | 1362717.3956 | 0 | 0 | 0 | 0 | 0 | 0 | 0 | 2446930.8789 | 31210617.6013
2048 | 108692.3232 | -2.451% | -2664 | 524394.313 | -10.92% | -57284.775 | 189870.4168 | -8.939% | -16973.328 | 106028.3232 | 0 | 0 | 106028.3232 | 467109.538 | 0 | 0 | 467109.538 | 172897.0888 | 0 | 0 | 172897.0888 | 0 | -10082.2416 | 0 | 0 | 1142970.4576 | 273692.8758 | 0 | 766046.3438 | 0 | 328151.008 | 0 | 0 | 0 | 1367890.2276 | 0 | 0 | 0 | 0 | 0 | 0 | 0 | 2510860.6852 | 33721478.2865
2049 | 108554.5862 | -2.454% | -2664 | 523717.8591 | -10.94% | -57284.775 | 190682.0351 | -8.901% | -16973.328 | 105890.5862 | 0 | 0 | 105890.5862 | 466433.0841 | 0 | 0 | 466433.0841 | 173708.7071 | 0 | 0 | 173708.7071 | 0 | -10082.2416 | 0 | 0 | 1206246.6853 | 275061.3402 | 0 | 769876.5755 | 0 | 328151.008 | 0 | 0 | 0 | 1373088.9237 | 0 | 0 | 0 | 0 | 0 | 0 | 0 | 2579335.609 | 36300813.8955
2050 | 108416.2826 | -2.457% | -2664 | 523041.4051 | -10.95% | -57284.775 | 191493.0868 | -8.864% | -16973.328 | 105752.2826 | 0 | 0 | 105752.2826 | 465756.6301 | 0 | 0 | 465756.6301 | 174519.7588 | 0 | 0 | 174519.7588 | 0 | -10082.2416 | 0 | 0 | 1274535.3196 | 276436.6469 | 0 | 773725.9583 | 0 | 328151.008 | 0 | 0 | 0 | 1378313.6133 | 0 | 0 | 0 | 0 | 0 | 0 | 0 | 2652848.9328 | 38953662.8284
HOME

## BehaviorChange
|  | Actionable Alternative: | Behavior Change | [6 empty] | NPV through 2050 | Cumulative Carbon Abatement (2010 - 2050) | Contribution toward Neutralilty in |  | Average
|  | Year Implemented: | 2012 | [5 empty] | Avoided Compliance Risk: | 1715920.5391 | 133632.6429 | 2050
|  | Reference Case: | LongECM | [5 empty] | Incremental Fuel Savings (Cost): | 5519083.4372 | Average | 3755.5635 |  | 437757.7265
|  |  | Return to Summary | [5 empty] | Avoided Capital Cost: | 0 | 3426.478 | 0.3435% |  | 0
|  | Wedge Group: | Energy Conservation | [5 empty] | New Capital Cost: | 0 |  |  |  | 0
[9 empty] | Avoided Operating Costs: | 0 |  |  |  | 0
[9 empty] | New Operating Costs: | -893904.2477 |  |  |  | -53658.5366
[9 empty] | Incremental Cash Flow: | 6341099.7286
[9 empty] | DPI: | No Capital
[9 empty] | IRR: | 121.1%
[9 empty] | Simple Payback: | 2.678
[9 empty] | Total Incremental Savings (Cost) w/o Compliance Savings: | 4625179.1895
[9 empty] | Levelized Cost (Savings) per MTCDE Avoided: | -109.5081
[9 empty] | Levelized Avoided Compliance Cost per MTCDE Avoided: | 40.627
| Incremental Utility Demand Savings | [8 empty] | Electricity Supply |  |  |  | Steam Supply |  |  |  | Chilled Water Supply |  |  |  | GHG and Compliance Risk Reductions |  |  |  |  | Incremental Fuel Savings (Cost) | [8 empty] | Incremental Non-Fuel OPEX/Capital Savings (Cost) | [6 empty] | Cash Flow
| Reference Electric Load | % Reduction from Reference | Change in Electricity Demand | Reference Steam Load | % Reduction from Reference | Change in Steam Demand | Reference Chilled Water Load | % Reduction from Reference | Change in Chilled Water Demand | Beginning Required P/E | Displaced P/E | New Electricity Source | Ending Required P/E | Beginning Required Steam | Displaced Steam | New Heat Source | Ending Required Steam | Beginning Required Chilled Water | Displaced Chilled Water | New Cooling Source | Ending Required Chilled Water | Scope 1 | Scope 2 | Scope 3 (Commuting) | Scope 3 (Air Travel, other) | Avoided Compliance Risk | Electricity Savings | New Electricity Source Fuel Cost | Steam Savings | New Steam Source Fuel Cost | Chilled Water Savings | New Chilled Water Source Fuel Cost | NG Savings | Campus Fleet Fuel | Incremental Fuel Savings (Cost) | Avoided Capital Cost | New Capital Cost | Incremental Capital | Avoided Operating Costs | New Operating Costs | Incremental OPEX | Other Revenue | Incremental Cash Flow | Cumulative Cash Flow | Notes/Description of Assumptions Please describe all assumptions for modeling here: |  | Reduction in Electricity Demand
FYE | MWh |  | MWh | MMBtu |  | MMBtu | MMBtu |  | MMBtu | MWh | MWh | MWh | MWh | MMBtu | MMBtu | MMBtu | MMBtu | MMBtu | MMBtu | MMBtu | MMBtu | MTCDE | MTCDE | MTCDE | MTCDE | 2010 $ | 2010 $ | 2010 $ | 2010 $ | 2010 $ | 2010 $ | 2010 $ | 2010 $ | 2010 $ | 2010 $ | 2010 $ | 2010 $ | 2010 $ | 2010 $ | 2010 $ | 2010 $ | 2010 $ | 2010 $ | 2010 $
2010 | 127163.9902 | 0% | 0 | 678074.3479 | 0% | 0 | 177513.4772 | 0% | 0 | 127163.9902 | 0 | 0 | 127163.9902 | 678074.3479 | 0 | 0 | 678074.3479 | 177513.4772 | 0 | 0 | 177513.4772 | 0 | 0 | 0 | 0 | 0 | 0 | 0 | 0 | 0 | 0 | 0 | 0 | 0 | 0 | 0 | 0 | 0 | 0 | 0 | 0 | 0 | 0 | 0
2011 | 125518.3696 | 0% | 0 | 662488.4232 | 0% | 0 | 174929.2715 | 0% | 0 | 125518.3696 | 0 | 0 | 125518.3696 | 662488.4232 | 0 | 0 | 662488.4232 | 174929.2715 | 0 | 0 | 174929.2715 | 0 | 0 | 0 | 0 | 0 | 0 | 0 | 0 | 0 | 0 | 0 | 0 | 0 | 0 | 0 | 0 | 0 | 0 | 0 | 0 | 0 | 0 | 0 | 2012 | Online Date | 0%
2012 | 124752.1921 | 0.5% | -623.761 | 648578.8842 | 0% | 0 | 174624.6355 | 0% | 0 | 124128.4312 | 0 | 0 | 124128.4312 | 648578.8842 | 0 | 0 | 648578.8842 | 174624.6355 | 0 | 0 | 174624.6355 | 0 | -443.0304 | 0 | 0 | 0 | 53551.204 | 0 | 0 | 0 | 0 | 0 | 0 | 0 | 53551.204 | 0 | 0 | 0 | 0 | -100000 | -100000 | 0 | -46448.796 | -46448.796 |  |  | 0.5%
2013 | 123513.038 | 1% | -1235.1304 | 634669.3453 | 0% | 0 | 172827.4989 | 0% | 0 | 122277.9076 | 0 | 0 | 122277.9076 | 634669.3453 | 0 | 0 | 634669.3453 | 172827.4989 | 0 | 0 | 172827.4989 | 0 | -877.2597 | 0 | 0 | 0 | 106568.7606 | 0 | 0 | 0 | 0 | 0 | 0 | 0 | 106568.7606 | 0 | 0 | 0 | 0 | -100000 | -100000 | 0 | 6568.7606 | -39880.0354 | 3% | Reduction by 5 years | 1%
2014 | 122101.5512 | 1.5% | -1831.5233 | 620759.8064 | 0% | 0 | 170475.7082 | 0% | 0 | 120270.0279 | 0 | 0 | 120270.0279 | 620759.8064 | 0 | 0 | 620759.8064 | 170475.7082 | 0 | 0 | 170475.7082 | 0 | -1300.8517 | 0 | 0 | 0 | 158816.4971 | 0 | 0 | 0 | 0 | 0 | 0 | 0 | 158816.4971 | 0 | 0 | 0 | 0 | -100000 | -100000 | 0 | 58816.4971 | 18936.4617 | 5% | Reduction by 10 years | 1.5%
2015 | 121116.3698 | 2% | -2422.3274 | 606850.2675 | 0% | 0 | 169569.7468 | 0% | 0 | 118694.0424 | 0 | 0 | 118694.0424 | 606850.2675 | 0 | 0 | 606850.2675 | 169569.7468 | 0 | 0 | 169569.7468 | 0 | -1720.4743 | 0 | 0 | 17496.0828 | 211097.0068 | 0 | 0 | 0 | 0 | 0 | 0 | 0 | 211097.0068 | 0 | 0 | 0 | 0 | -100000 | -100000 | 0 | 128593.0896 | 147529.5513 |  | (Electricity Only) | 2%
2016 | 119969.1274 | 2.5% | -2999.2282 | 598657.1917 | 0% | 0 | 169546.3587 | 0% | 0 | 116969.8992 | 0 | 0 | 116969.8992 | 598657.1917 | 0 | 0 | 598657.1917 | 169546.3587 | 0 | 0 | 169546.3587 | 0 | -2130.222 | 0 | 0 | 25005.6239 | 262678.6678 | 0 | 0 | 0 | 0 | 0 | 0 | 0 | 262678.6678 | 0 | 0 | 0 | 0 | -100000 | -100000 | 0 | 187684.2917 | 335213.843 |  |  | 2.5%
2017 | 118820.4441 | 3% | -3564.6133 | 590464.1159 | 0% | 0 | 169521.5297 | 0% | 0 | 115255.8308 | 0 | 0 | 115255.8308 | 590464.1159 | 0 | 0 | 590464.1159 | 169521.5297 | 0 | 0 | 169521.5297 | 0 | -2531.7906 | 0 | 0 | 33877.5295 | 313757.2601 | 0 | 0 | 0 | 0 | 0 | 0 | 0 | 313757.2601 | 0 | 0 | 0 | 0 | -50000 | -50000 | 0 | 297634.7896 | 632848.6326 | 100000 | Annual Cost Years 1 - 5 | 3%
2018 | 117670.3665 | 3.4% | -4000.7925 | 582271.0401 | 0% | 0 | 169495.3064 | 0% | 0 | 113669.5741 | 0 | 0 | 113669.5741 | 582271.0401 | 0 | 0 | 582271.0401 | 169495.3064 | 0 | 0 | 169495.3064 | 0 | -2841.5898 | 0 | 0 | 42891.3063 | 353910.4962 | 0 | 0 | 0 | 0 | 0 | 0 | 0 | 353910.4962 | 0 | 0 | 0 | 0 | -50000 | -50000 | 0 | 346801.8025 | 979650.4351 | 50000 | Annual Cost Years 5 - 10 | 3.4%
2019 | 116518.9396 | 3.8% | -4427.7197 | 574077.9643 | 0% | 0 | 169467.7337 | 0% | 0 | 112091.2199 | 0 | 0 | 112091.2199 | 574077.9643 | 0 | 0 | 574077.9643 | 169467.7337 | 0 | 0 | 169467.7337 | 0 | -3144.8177 | 0 | 0 | 53072.1286 | 393634.9048 | 0 | 0 | 0 | 0 | 0 | 0 | 0 | 393634.9048 | 0 | 0 | 0 | 0 | -50000 | -50000 | 0 | 396707.0334 | 1376357.4685 |  |  | 3.8%
2020 | 115366.206 | 4.2% | -4845.3807 | 565884.8885 | 0% | 0 | 169438.8545 | 0% | 0 | 110520.8254 | 0 | 0 | 110520.8254 | 565884.8885 | 0 | 0 | 565884.8885 | 169438.8545 | 0 | 0 | 169438.8545 | 0 | -3441.4642 | 0 | 0 | 64439.5038 | 432919.7951 | 0 | 0 | 0 | 0 | 0 | 0 | 0 | 432919.7951 | 0 | 0 | 0 | 0 | -50000 | -50000 | 0 | 447359.2989 | 1823716.7674 |  |  | 4.2%
2021 | 114212.207 | 4.6% | -5253.7615 | 557691.8127 | 0% | 0 | 169408.7098 | 0% | 0 | 108958.4455 | 0 | 0 | 108958.4455 | 557691.8127 | 0 | 0 | 557691.8127 | 169408.7098 | 0 | 0 | 169408.7098 | 0 | -3731.5195 | 0 | 0 | 77828.2692 | 471754.4013 | 0 | 0 | 0 | 0 | 0 | 0 | 0 | 471754.4013 | 0 | 0 | 0 | 0 | -50000 | -50000 | 0 | 499582.6705 | 2323299.4379 |  |  | 4.6%
2022 | 113056.9819 | 5% | -5652.8491 | 549498.7369 | 0% | 0 | 169377.339 | 0% | 0 | 107404.1328 | 0 | 0 | 107404.1328 | 549498.7369 | 0 | 0 | 549498.7369 | 169377.339 | 0 | 0 | 169377.339 | 0 | -4014.9741 | 0 | 0 | 92632.8203 | 510127.8791 | 0 | 0 | 0 | 0 | 0 | 0 | 0 | 510127.8791 | 0 | 0 | 0 | 0 | -50000 | -50000 | 0 | 552760.6994 | 2876060.1373 |  |  | 5%
2023 | 111900.5685 | 5% | -5595.0284 | 541305.6611 | 0% | 0 | 169344.7798 | 0% | 0 | 106305.5401 | 0 | 0 | 106305.5401 | 541305.6611 | 0 | 0 | 541305.6611 | 169344.7798 | 0 | 0 | 169344.7798 | 0 | -3973.9066 | 0 | 0 | 100800.75 | 507434.5404 | 0 | 0 | 0 | 0 | 0 | 0 | 0 | 507434.5404 | 0 | 0 | 0 | 0 | -50000 | -50000 | 0 | 558235.2904 | 3434295.4277 |  |  | 5%
2024 | 111516.7279 | 5% | -5575.8364 | 534900.7297 | 0% | 0 | 168479.3617 | 0% | 0 | 105940.8915 | 0 | 0 | 105940.8915 | 534900.7297 | 0 | 0 | 534900.7297 | 168479.3617 | 0 | 0 | 168479.3617 | 0 | -3960.2753 | 0 | 0 | 109838.872 | 508222.4115 | 0 | 0 | 0 | 0 | 0 | 0 | 0 | 508222.4115 | 0 | 0 | 0 | 0 | -50000 | -50000 | 0 | 568061.2835 | 4002356.7112 |  |  | 5%
2025 | 111131.77 | 5% | -5556.5885 | 528495.7982 | 0% | 0 | 167612.8263 | 0% | 0 | 105575.1815 | 0 | 0 | 105575.1815 | 528495.7982 | 0 | 0 | 528495.7982 | 167612.8263 | 0 | 0 | 167612.8263 | 0 | -3946.6043 | 0 | 0 | 119096.9731 | 509000.3579 | 0 | 0 | 0 | 0 | 0 | 0 | 0 | 509000.3579 | 0 | 0 | 0 | 0 | -50000 | -50000 | 0 | 578097.3309 | 4580454.0422 |  |  | 5%
2026 | 110745.728 | 5% | -5537.2864 | 522090.8668 | 0% | 0 | 166745.2068 | 0% | 0 | 105208.4416 | 0 | 0 | 105208.4416 | 522090.8668 | 0 | 0 | 522090.8668 | 166745.2068 | 0 | 0 | 166745.2068 | 0 | -3932.8949 | 0 | 0 | 129539.5954 | 509768.3885 | 0 | 0 | 0 | 0 | 0 | 0 | 0 | 509768.3885 | 0 | 0 | 0 | 0 | -50000 | -50000 | 0 | 589307.9839 | 5169762.026 |  |  | 5%
2027 | 110358.6342 | 5% | -5517.9317 | 515685.9354 | 0% | 0 | 165876.5355 | 0% | 0 | 104840.7025 | 0 | 0 | 104840.7025 | 515685.9354 | 0 | 0 | 515685.9354 | 165876.5355 | 0 | 0 | 165876.5355 | 0 | -3919.1481 | 0 | 0 | 140241.0687 | 510526.5081 | 0 | 0 | 0 | 0 | 0 | 0 | 0 | 510526.5081 | 0 | 0 | 0 | 0 | -50000 | -50000 | 0 | 600767.5768 | 5770529.6028 |  |  | 5%
2028 | 109970.5193 | 5% | -5498.526 | 509281.004 | 0% | 0 | 165006.843 | 0% | 0 | 104471.9933 | 0 | 0 | 104471.9933 | 509281.004 | 0 | 0 | 509281.004 | 165006.843 | 0 | 0 | 165006.843 | 0 | -3905.365 | 0 | 0 | 151181.333 | 511274.7174 | 0 | 0 | 0 | 0 | 0 | 0 | 0 | 511274.7174 | 0 | 0 | 0 | 0 | -50000 | -50000 | 0 | 612456.0504 | 6382985.6532 |  |  | 5%
2029 | 109581.4128 | 5% | -5479.0706 | 502876.0725 | 0% | 0 | 164136.1591 | 0% | 0 | 104102.3422 | 0 | 0 | 104102.3422 | 502876.0725 | 0 | 0 | 502876.0725 | 164136.1591 | 0 | 0 | 164136.1591 | 0 | -3891.5468 | 0 | 0 | 162340.6373 | 512013.013 | 0 | 0 | 0 | 0 | 0 | 0 | 0 | 512013.013 | 0 | 0 | 0 | 0 | -50000 | -50000 | 0 | 624353.6503 | 7007339.3036 |  |  | 5%
2030 | 109191.3434 | 5% | -5459.5672 | 496471.1411 | 0% | 0 | 163264.5122 | 0% | 0 | 103731.7762 | 0 | 0 | 103731.7762 | 496471.1411 | 0 | 0 | 496471.1411 | 163264.5122 | 0 | 0 | 163264.5122 | 0 | -3877.6943 | 0 | 0 | 173699.5385 | 512741.3876 | 0 | 0 | 0 | 0 | 0 | 0 | 0 | 512741.3876 | 0 | 0 | 0 | 0 | -50000 | -50000 | 0 | 636440.9261 | 7643780.2297 |  |  | 5%
2031 | 108800.3384 | 5% | -5440.0169 | 490066.2097 | 0% | 0 | 162391.9296 | 0% | 0 | 103360.3215 | 0 | 0 | 103360.3215 | 490066.2097 | 0 | 0 | 490066.2097 | 162391.9296 | 0 | 0 | 162391.9296 | 0 | -3863.8086 | 0 | 0 | 186697.3421 | 513459.8303 | 0 | 0 | 0 | 0 | 0 | 0 | 0 | 513459.8303 | 0 | 0 | 0 | 0 | -50000 | -50000 | 0 | 650157.1724 | 8293937.4021 |  |  | 5%
2032 | 108408.4241 | 5% | -5420.4212 | 483661.2783 | 0% | 0 | 161518.4379 | 0% | 0 | 102988.0029 | 0 | 0 | 102988.0029 | 483661.2783 | 0 | 0 | 483661.2783 | 161518.4379 | 0 | 0 | 161518.4379 | 0 | -3849.8906 | 0 | 0 | 199927.7801 | 514168.3266 | 0 | 0 | 0 | 0 | 0 | 0 | 0 | 514168.3266 | 0 | 0 | 0 | 0 | -50000 | -50000 | 0 | 664096.1067 | 8958033.5088 |  |  | 5%
2033 | 108015.626 | 5% | -5400.7813 | 477256.3468 | 0% | 0 | 160644.0623 | 0% | 0 | 102614.8447 | 0 | 0 | 102614.8447 | 477256.3468 | 0 | 0 | 477256.3468 | 160644.0623 | 0 | 0 | 160644.0623 | 0 | -3835.9412 | 0 | 0 | 211621.3795 | 514866.8584 | 0 | 0 | 0 | 0 | 0 | 0 | 0 | 514866.8584 | 0 | 0 | 0 | 0 | -50000 | -50000 | 0 | 676488.2379 | 9634521.7467 |  |  | 5%
2034 | 107888.3686 | 5% | -5394.4184 | 476579.8929 | 0% | 0 | 161466.1601 | 0% | 0 | 102493.9502 | 0 | 0 | 102493.9502 | 476579.8929 | 0 | 0 | 476579.8929 | 161466.1601 | 0 | 0 | 161466.1601 | 0 | -3831.422 | 0 | 0 | 222272.2 | 516831.5749 | 0 | 0 | 0 | 0 | 0 | 0 | 0 | 516831.5749 | 0 | 0 | 0 | 0 | -50000 | -50000 | 0 | 689103.7749 | 10323625.5216 |  |  | 5%
2035 | 107760.2753 | 5% | -5388.0138 | 475903.439 | 0% | 0 | 162287.4221 | 0% | 0 | 102372.2616 | 0 | 0 | 102372.2616 | 475903.439 | 0 | 0 | 475903.439 | 162287.4221 | 0 | 0 | 162287.4221 | 0 | -3826.873 | 0 | 0 | 233119.0455 | 518799.043 | 0 | 0 | 0 | 0 | 0 | 0 | 0 | 518799.043 | 0 | 0 | 0 | 0 | -50000 | -50000 | 0 | 701918.0885 | 11025543.6101 |  |  | 5%
2036 | 107631.369 | 5% | -5381.5684 | 475226.9851 | 0% | 0 | 163107.8711 | 0% | 0 | 102249.8005 | 0 | 0 | 102249.8005 | 475226.9851 | 0 | 0 | 475226.9851 | 163107.8711 | 0 | 0 | 163107.8711 | 0 | -3822.2952 | 0 | 0 | 245823.8867 | 520769.3308 | 0 | 0 | 0 | 0 | 0 | 0 | 0 | 520769.3308 | 0 | 0 | 0 | 0 | -50000 | -50000 | 0 | 716593.2175 | 11742136.8275 |  |  | 5%
2037 | 107501.6714 | 5% | -5375.0836 | 474550.5311 | 0% | 0 | 163927.5288 | 0% | 0 | 102126.5878 | 0 | 0 | 102126.5878 | 474550.5311 | 0 | 0 | 474550.5311 | 163927.5288 | 0 | 0 | 163927.5288 | 0 | -3817.6893 | 0 | 0 | 258439.3561 | 522742.5041 | 0 | 0 | 0 | 0 | 0 | 0 | 0 | 522742.5041 | 0 | 0 | 0 | 0 | -50000 | -50000 | 0 | 731181.8602 | 12473318.6877 |  |  | 5%
2038 | 107371.2037 | 5% | -5368.5602 | 473874.0772 | 0% | 0 | 164746.4164 | 0% | 0 | 102002.6435 | 0 | 0 | 102002.6435 | 473874.0772 | 0 | 0 | 473874.0772 | 164746.4164 | 0 | 0 | 164746.4164 | 0 | -3813.056 | 0 | 0 | 270931.2493 | 524718.6264 | 0 | 0 | 0 | 0 | 0 | 0 | 0 | 524718.6264 | 0 | 0 | 0 | 0 | -50000 | -50000 | 0 | 745649.8757 | 13218968.5634 |  |  | 5%
2039 | 107239.9863 | 5% | -5361.9993 | 473197.6233 | 0% | 0 | 165564.5543 | 0% | 0 | 101877.987 | 0 | 0 | 101877.987 | 473197.6233 | 0 | 0 | 473197.6233 | 165564.5543 | 0 | 0 | 165564.5543 | 0 | -3808.3961 | 0 | 0 | 283271.8554 | 526697.7592 | 0 | 0 | 0 | 0 | 0 | 0 | 0 | 526697.7592 | 0 | 0 | 0 | 0 | -50000 | -50000 | 0 | 759969.6146 | 13978938.178 |  |  | 5%
2040 | 107108.0388 | 5% | -5355.4019 | 472521.1694 | 0% | 0 | 166381.9621 | 0% | 0 | 101752.6368 | 0 | 0 | 101752.6368 | 472521.1694 | 0 | 0 | 472521.1694 | 166381.9621 | 0 | 0 | 166381.9621 | 0 | -3803.7102 | 0 | 0 | 296196.5899 | 528679.9618 | 0 | 0 | 0 | 0 | 0 | 0 | 0 | 528679.9618 | 0 | 0 | 0 | 0 | -50000 | -50000 | 0 | 774876.5517 | 14753814.7297 |  |  | 5%
2041 | 106975.3802 | 5% | -5348.769 | 471844.7155 | 0% | 0 | 167198.6588 | 0% | 0 | 101626.6112 | 0 | 0 | 101626.6112 | 471844.7155 | 0 | 0 | 471844.7155 | 167198.6588 | 0 | 0 | 167198.6588 | 0 | -3798.9992 | 0 | 0 | 308672.3316 | 530665.2914 | 0 | 0 | 0 | 0 | 0 | 0 | 0 | 530665.2914 | 0 | 0 | 0 | 0 | -50000 | -50000 | 0 | 789337.623 | 15543152.3528 |  |  | 5%
2042 | 106842.0288 | 5% | -5342.1014 | 471168.2615 | 0% | 0 | 168014.6627 | 0% | 0 | 101499.9274 | 0 | 0 | 101499.9274 | 471168.2615 | 0 | 0 | 471168.2615 | 168014.6627 | 0 | 0 | 168014.6627 | 0 | -3794.2635 | 0 | 0 | 320614.3263 | 532653.8036 | 0 | 0 | 0 | 0 | 0 | 0 | 0 | 532653.8036 | 0 | 0 | 0 | 0 | -50000 | -50000 | 0 | 803268.1299 | 16346420.4827 |  |  | 5%
2043 | 106708.0024 | 5% | -5335.4001 | 470491.8076 | 0% | 0 | 168829.9916 | 0% | 0 | 101372.6023 | 0 | 0 | 101372.6023 | 470491.8076 | 0 | 0 | 470491.8076 | 168829.9916 | 0 | 0 | 168829.9916 | 0 | -3789.5038 | 0 | 0 | 334059.3764 | 534645.5519 | 0 | 0 | 0 | 0 | 0 | 0 | 0 | 534645.5519 | 0 | 0 | 0 | 0 | -50000 | -50000 | 0 | 818704.9284 | 17165125.411 |  |  | 5%
2044 | 106573.318 | 5% | -5328.6659 | 469815.3537 | 0% | 0 | 169644.6625 | 0% | 0 | 101244.6521 | 0 | 0 | 101244.6521 | 469815.3537 | 0 | 0 | 469815.3537 | 169644.6625 | 0 | 0 | 169644.6625 | 0 | -3784.7208 | 0 | 0 | 349314.0644 | 536640.5882 | 0 | 0 | 0 | 0 | 0 | 0 | 0 | 536640.5882 | 0 | 0 | 0 | 0 | -50000 | -50000 | 0 | 835954.6526 | 18001080.0636 |  |  | 5%
2045 | 106437.9922 | 5% | -5321.8996 | 469138.8998 | 0% | 0 | 170458.6919 | 0% | 0 | 101116.0926 | 0 | 0 | 101116.0926 | 469138.8998 | 0 | 0 | 469138.8998 | 170458.6919 | 0 | 0 | 170458.6919 | 0 | -3779.915 | 0 | 0 | 366818.4406 | 538638.9626 | 0 | 0 | 0 | 0 | 0 | 0 | 0 | 538638.9626 | 0 | 0 | 0 | 0 | -50000 | -50000 | 0 | 855457.4032 | 18856537.4669 |  |  | 5%
2046 | 106302.0409 | 5% | -5315.102 | 468462.4458 | 0% | 0 | 171272.0959 | 0% | 0 | 100986.9388 | 0 | 0 | 100986.9388 | 468462.4458 | 0 | 0 | 468462.4458 | 171272.0959 | 0 | 0 | 171272.0959 | 0 | -3775.087 | 0 | 0 | 385478.5084 | 540640.7238 | 0 | 0 | 0 | 0 | 0 | 0 | 0 | 540640.7238 | 0 | 0 | 0 | 0 | -50000 | -50000 | 0 | 876119.2321 | 19732656.699 |  |  | 5%
2047 | 106165.4796 | 5% | -5308.274 | 467785.9919 | 0% | 0 | 172084.8899 | 0% | 0 | 100857.2056 | 0 | 0 | 100857.2056 | 467785.9919 | 0 | 0 | 467785.9919 | 172084.8899 | 0 | 0 | 172084.8899 | 0 | -3770.2373 | 0 | 0 | 405439.8087 | 542645.9186 | 0 | 0 | 0 | 0 | 0 | 0 | 0 | 542645.9186 | 0 | 0 | 0 | 0 | -50000 | -50000 | 0 | 898085.7272 | 20630742.4262 |  |  | 5%
2048 | 106028.3232 | 5% | -5301.4162 | 467109.538 | 0% | 0 | 172897.0888 | 0% | 0 | 100726.907 | 0 | 0 | 100726.907 | 467109.538 | 0 | 0 | 467109.538 | 172897.0888 | 0 | 0 | 172897.0888 | 0 | -3765.3665 | 0 | 0 | 426859.7022 | 544654.5925 | 0 | 0 | 0 | 0 | 0 | 0 | 0 | 544654.5925 | 0 | 0 | 0 | 0 | -50000 | -50000 | 0 | 921514.2948 | 21552256.721 |  |  | 5%
2049 | 105890.5862 | 5% | -5294.5293 | 466433.0841 | 0% | 0 | 173708.7071 | 0% | 0 | 100596.0569 | 0 | 0 | 100596.0569 | 466433.0841 | 0 | 0 | 466433.0841 | 173708.7071 | 0 | 0 | 173708.7071 | 0 | -3760.475 | 0 | 0 | 449905.9576 | 546666.7898 | 0 | 0 | 0 | 0 | 0 | 0 | 0 | 546666.7898 | 0 | 0 | 0 | 0 | -50000 | -50000 | 0 | 946572.7474 | 22498829.4683 |  |  | 5%
2050 | 105752.2826 | 5% | -5287.6141 | 465756.6301 | 0% | 0 | 174519.7588 | 0% | 0 | 100464.6685 | 0 | 0 | 100464.6685 | 465756.6301 | 0 | 0 | 465756.6301 | 174519.7588 | 0 | 0 | 174519.7588 | 0 | -3755.5635 | 0 | 0 | 474755.3679 | 548682.5529 | 0 | 0 | 0 | 0 | 0 | 0 | 0 | 548682.5529 | 0 | 0 | 0 | 0 | -50000 | -50000 | 0 | 973437.9208 | 23472267.3891 |  |  | 5%
HOME

## SpacePlanning
|  | Actionable Alternative: | Space Planning & Management | [6 empty] | NPV through 2050 | Cumulative Carbon Abatement (2010 - 2050) | Contribution toward Neutralilty in |  | Average
|  | Year Implemented: | 2011 | [5 empty] | Avoided Compliance Risk: | 22995351.5805 | 1731926.1931 | 2050
|  | Reference Case: | BAU | [5 empty] | Incremental Fuel Savings (Cost): | 57406611.4408 | Average | 82472.6759 |  | 5580475.6382
|  |  | Return to Summary | [5 empty] | Avoided Capital Cost: | 377330450.0784 | 43298.1548 | 7.543% |  | 24609252.9146
|  | Wedge Group: | Energy Conservation | [5 empty] | New Capital Cost: | 0 |  |  |  | 0
[9 empty] | Avoided Operating Costs: | 45123548.4229 |  |  |  | 4293259.9513
[9 empty] | New Operating Costs: | -268930.9354 |  |  |  | -7317.0732
[9 empty] | Incremental Cash Flow: | 502587030.5871
[9 empty] | DPI: | No Capital
IRR:
[9 empty] | Simple Payback: | -1
[9 empty] | Total Incremental Savings (Cost) w/o Compliance Savings: | 479591679.0066
[9 empty] | Levelized Cost (Savings) per MTCDE Avoided: | -1076.846
[9 empty] | Levelized Avoided Compliance Cost per MTCDE Avoided: | 51.6324
Need to fill in
| Incremental Utility Demand Savings | [8 empty] | Electricity Supply |  |  |  | Steam Supply |  |  |  | Chilled Water Supply |  |  |  | GHG and Compliance Risk Reductions |  |  |  |  | Incremental Fuel Savings (Cost) | [8 empty] | Incremental Non-Fuel OPEX/Capital Savings (Cost) | [6 empty] | Cash Flow | [6 empty] | New Space Reduction by Space Type | [5 empty] | New Space Reduction - Electricity |  |  |  | New Space Reduction - Steam |  |  |  | New Space Reduction - Cooling |  |  |  | New Space Capital Savings |  |  |  | Incremental Energy From Renovations
| Reference Electric Load | % Reduction from Reference | Change in Electricity Demand | Reference Steam Load | % Reduction from Reference | Change in Steam Demand | Reference Chilled Water Load | % Reduction from Reference | Change in Chilled Water Demand | Beginning Required P/E | Displaced P/E | New Electricity Source | Ending Required P/E | Beginning Required Steam | Displaced Steam | New Heat Source | Ending Required Steam | Beginning Required Chilled Water | Displaced Chilled Water | New Cooling Source | Ending Required Chilled Water | Scope 1 | Scope 2 | Scope 3 (Commuting) | Scope 3 (Air Travel, other) | Avoided Compliance Risk | Electricity Savings | New Electricity Source Fuel Cost | Steam Savings | New Steam Source Fuel Cost | Chilled Water Savings | New Chilled Water Source Fuel Cost | NG Savings | Campus Fleet Fuel | Incremental Fuel Savings (Cost) | Avoided Capital Cost | New Capital Cost | Incremental Capital | Avoided Operating Costs | New Operating Costs | Incremental OPEX | Other Revenue | Incremental Cash Flow | Cumulative Cash Flow | Notes/Description of Assumptions Please describe all assumptions for modeling here: |  |  |  |  | Baseline GSF | Target GSF | Cumulative Reduction in GSF | Academic Share of Cumulative Reduction | Medical Share of Cumulative Reduction | Residential Share of Cumulative Reduction | Reduction in Electricity - Academic | Reduction in Electricity - Medical | Reduction in Electricity - Residential | Reduction in Electricity - Total | Reduction in Steam - Academic | Reduction in Steam - Medical | Reduction in Steam - Residential | Reduction in Steam - Total | Reduction in Cooling - Academic | Reduction in Cooling - Medical | Reduction in Cooling - Residential | Reduction in Cooling - Total | Avoided Capital from Space Planning Academic | Avoided Capital from Space Planning Medical | Avoided Capital from Space Planning Residential | Total Avoided Capital from New Space | Renovated Space | Increase in Electricity - Academic | Increase in Steam - Medical | Increase in Cooling - Residential | Incremental Cost of Renovations - Total
FYE | MWh |  | MWh | MMBtu |  | MMBtu | MMBtu |  | MMBtu | MWh | MWh | MWh | MWh | MMBtu | MMBtu | MMBtu | MMBtu | MMBtu | MMBtu | MMBtu | MMBtu | MTCDE | MTCDE | MTCDE | MTCDE | 2010 $ | 2010 $ | 2010 $ | 2010 $ | 2010 $ | 2010 $ | 2010 $ | 2010 $ | 2010 $ | 2010 $ | 2010 $ | 2010 $ | 2010 $ | 2010 $ | 2010 $ | 2010 $ | 2010 $ | 2010 $ | 2010 $ |  |  | BAU | Revised |  | 1,000 GSF | 1,000 GSF | 1,000 GSF | 1,000 GSF | 1,000 GSF | 1,000 GSF | MWh | MWh | MWh | MWh | MMBtu | MMBtu | MMBtu | MMBtu | MMBtu | MMBtu | MMBtu | MMBtu | $ | $ | $ | $ | GSF | MWh | MMBtu | MMBtu | $
2010 | 128552.6351 | -1.08% | -1388.645 | 685461.0151 | -1.078% | -7386.6672 | 179442.3946 | -1.075% | -1928.9173 | 127163.9902 | 0 | 0 | 127163.9902 | 678074.3479 | 0 | 0 | 678074.3479 | 177513.4772 | 0 | 0 | 177513.4772 | 0 | -2011.5287 | 0 | 0 | 0 | 118034.8222 | 0 | 81724.829 | 0 | 37292.4021 | 0 | 0 | 0 | 237052.0534 | 0 | 0 | 0 | 0 | 0 | 0 | 0 | 237052.0534 | 237052.0534 |  | New GSF by 2050 | 3574.8682 | 620 | 1,000 GSF | 6687.8801 | 6615.8101 | 72.07 | 72.07 | 0 | 0 | 1388.645 | 0 | 0 | 1388.645 | 7386.6672 | 0 | 0 | 7386.6672 | 1928.9173 | 0 | 0 | 1928.9173 | 25224484.2374 | 0 | 0 | 25224484.2374 | 0 | 0 | 0 | 0 | 0
2011 | 130129.2607 | -2.134% | -2777.2899 | 693847.6143 | -2.129% | -14773.3345 | 182506.9291 | -2.114% | -3857.8347 | 127351.9708 | 0 | 0 | 127351.9708 | 679074.2798 | 0 | 0 | 679074.2798 | 178649.0944 | 0 | 0 | 178649.0944 | 0 | -4023.0574 | 0 | 0 | 0 | 237249.9927 | 0 | 164266.9064 | 0 | 74584.8042 | 0 | 0 | 0 | 476101.7032 | 25224484.2374 | 0 | 25224484.2374 | 409357.3442 | -300000 | 109357.3442 | 0 | 25809943.2848 | 26046995.3382 |  | Avoided | 2954.8682 |  |  | 6769.7061 | 6625.5662 | 144.1399 | 144.1399 | 0 | 0 | 2777.2899 | 0 | 0 | 2777.2899 | 14773.3345 | 0 | 0 | 14773.3345 | 3857.8347 | 0 | 0 | 3857.8347 | 25224484.2374 | 0 | 0 | 25224484.2374 | 0 | 0 | 0 | 0 | 0
2012 | 133825.368 | -3.113% | -4165.9349 | 713508.4454 | -3.106% | -22160.0017 | 188515.5603 | -3.07% | -5786.752 | 129659.4331 | 0 | 0 | 129659.4331 | 691348.4437 | 0 | 0 | 691348.4437 | 182728.8082 | 0 | 0 | 182728.8082 | 0 | -6034.586 | 0 | 0 | 0 | 357654.364 | 0 | 247632.3614 | 0 | 111877.2062 | 0 | 0 | 0 | 717163.9316 | 25224484.2374 | 0 | 25224484.2374 | 614036.0163 | 0 | 614036.0163 | 0 | 26555684.1853 | 52602679.5235 | % Share of Reduction in new GSF |  |  | BAU Mix | New Mix | 6961.5322 | 6745.3223 | 216.2099 | 216.2099 | 0 | 0 | 4165.9349 | 0 | 0 | 4165.9349 | 22160.0017 | 0 | 0 | 22160.0017 | 5786.752 | 0 | 0 | 5786.752 | 25224484.2374 | 0 | 0 | 25224484.2374 | 0 | 0 | 0 | 0 | 0
2013 | 135980.034 | -4.085% | -5554.5799 | 724969.8351 | -4.076% | -29546.669 | 192383.0303 | -4.011% | -7715.6694 | 130425.4542 | 0 | 0 | 130425.4542 | 695423.1662 | 0 | 0 | 695423.1662 | 184667.3609 | 0 | 0 | 184667.3609 | 0 | -8046.1147 | 0 | 0 | 0 | 479256.8477 | 0 | 331827.3642 | 0 | 149169.6083 | 0 | 0 | 0 | 960253.8203 | 25224484.2374 | 0 | 25224484.2374 | 818714.6884 | 0 | 818714.6884 | 0 | 27003452.7461 | 79606132.2696 | 100% | Generic |  | 100% | 100% | 7073.3582 | 6785.0784 | 288.2798 | 288.2798 | 0 | 0 | 5554.5799 | 0 | 0 | 5554.5799 | 29546.669 | 0 | 0 | 29546.669 | 7715.6694 | 0 | 0 | 7715.6694 | 25224484.2374 | 0 | 0 | 25224484.2374 | 0 | 0 | 0 | 0 | 0
2014 | 137556.6596 | -5.048% | -6943.2248 | 733356.4343 | -5.036% | -36933.3362 | 195447.5648 | -4.935% | -9644.5867 | 130613.4348 | 0 | 0 | 130613.4348 | 696423.0981 | 0 | 0 | 696423.0981 | 185802.9781 | 0 | 0 | 185802.9781 | 0 | -10057.6434 | 0 | 0 | 0 | 602066.415 | 0 | 416858.1263 | 0 | 186462.0104 | 0 | 0 | 0 | 1205386.5517 | 25224484.2374 | 0 | 25224484.2374 | 1023393.3605 | 0 | 1023393.3605 | 0 | 27453264.1496 | 107059396.4191 | [5 empty] | 7155.1843 | 6794.8345 | 360.3498 | 360.3498 | 0 | 0 | 6943.2248 | 0 | 0 | 6943.2248 | 36933.3362 | 0 | 0 | 36933.3362 | 9644.5867 | 0 | 0 | 9644.5867 | 25224484.2374 | 0 | 0 | 25224484.2374 | 0 | 0 | 0 | 0 | 0
2015 | 140674.7264 | -5.923% | -8331.8698 | 749942.4749 | -5.91% | -44320.0034 | 200653.2605 | -5.768% | -11573.5041 | 132342.8566 | 0 | 0 | 132342.8566 | 705622.4714 | 0 | 0 | 705622.4714 | 189079.7565 | 0 | 0 | 189079.7565 | 0 | -12069.1721 | 0 | 0 | 122735.4754 | 726092.0965 | 0 | 502730.9003 | 0 | 223754.4125 | 0 | 0 | 0 | 1452577.4092 | 25224484.2374 | 0 | 25224484.2374 | 1228072.0326 | 0 | 1228072.0326 | 0 | 28027869.1547 | 135087265.5738 | [5 empty] | 7317.0103 | 6884.5906 | 432.4197 | 432.4197 | 0 | 0 | 8331.8698 | 0 | 0 | 8331.8698 | 44320.0034 | 0 | 0 | 44320.0034 | 11573.5041 | 0 | 0 | 11573.5041 | 25224484.2374 | 0 | 0 | 25224484.2374 | 0 | 0 | 0 | 0 | 0
2016 | 142251.352 | -6.833% | -9720.5148 | 758329.074 | -6.819% | -51706.6707 | 203717.7951 | -6.628% | -13502.4214 | 132530.8372 | 0 | 0 | 132530.8372 | 706622.4033 | 0 | 0 | 706622.4033 | 190215.3737 | 0 | 0 | 190215.3737 | 0 | -14080.7008 | 0 | 0 | 165286.3922 | 851342.9831 | 0 | 589451.9806 | 0 | 261046.8145 | 0 | 0 | 0 | 1701841.7783 | 25224484.2374 | 0 | 25224484.2374 | 1432750.7047 | 0 | 1432750.7047 | 0 | 28524363.1126 | 163611628.6864 | [5 empty] | 7398.8364 | 6894.3467 | 504.4897 | 504.4897 | 0 | 0 | 9720.5148 | 0 | 0 | 9720.5148 | 51706.6707 | 0 | 0 | 51706.6707 | 13502.4214 | 0 | 0 | 13502.4214 | 25224484.2374 | 0 | 0 | 25224484.2374 | 0 | 0 | 0 | 0 | 0
2017 | 143827.9776 | -7.724% | -11109.1597 | 766715.6731 | -7.707% | -59093.3379 | 206782.3297 | -7.463% | -15431.3388 | 132718.8179 | 0 | 0 | 132718.8179 | 707622.3352 | 0 | 0 | 707622.3352 | 191350.9909 | 0 | 0 | 191350.9909 | 0 | -16092.2294 | 0 | 0 | 215327.8316 | 977828.2263 | 0 | 677027.7034 | 0 | 298339.2166 | 0 | 0 | 0 | 1953195.1464 | 25224484.2374 | 0 | 25224484.2374 | 1637429.3768 | 0 | 1637429.3768 | 0 | 29030436.5922 | 192642065.2786 | Avoided Capital Cost per GSF of new space Avoided |  |  |  |  | 7480.6624 | 6904.1028 | 576.5596 | 576.5596 | 0 | 0 | 11109.1597 | 0 | 0 | 11109.1597 | 59093.3379 | 0 | 0 | 59093.3379 | 15431.3388 | 0 | 0 | 15431.3388 | 25224484.2374 | 0 | 0 | 25224484.2374 | 0 | 0 | 0 | 0 | 0
2018 | 145404.6032 | -8.595% | -12497.8047 | 775102.2723 | -8.577% | -66480.0052 | 209846.8642 | -8.273% | -17360.2561 | 132906.7985 | 0 | 0 | 132906.7985 | 708622.2671 | 0 | 0 | 708622.2671 | 192486.6081 | 0 | 0 | 192486.6081 | 0 | -18103.7581 | 0 | 0 | 273260.3585 | 1105557.0384 | 0 | 765464.4472 | 0 | 335631.6187 | 0 | 0 | 0 | 2206653.1043 | 25224484.2374 | 0 | 25224484.2374 | 1842108.0489 | 0 | 1842108.0489 | 0 | 29546505.7491 | 222188571.0276 | 350 | Generic |  |  |  | 7562.4885 | 6913.8589 | 648.6296 | 648.6296 | 0 | 0 | 12497.8047 | 0 | 0 | 12497.8047 | 66480.0052 | 0 | 0 | 66480.0052 | 17360.2561 | 0 | 0 | 17360.2561 | 25224484.2374 | 0 | 0 | 25224484.2374 | 0 | 0 | 0 | 0 | 0
2019 | 146981.2288 | -9.448% | -13886.4497 | 783488.8714 | -9.428% | -73866.6724 | 212911.3988 | -9.06% | -19289.1735 | 133094.7791 | 0 | 0 | 133094.7791 | 709622.199 | 0 | 0 | 709622.199 | 193622.2253 | 0 | 0 | 193622.2253 | 0 | -20115.2868 | 0 | 0 | 339466.7646 | 1234538.6928 | 0 | 854768.6327 | 0 | 372924.0208 | 0 | 0 | 0 | 2462231.3463 | 25224484.2374 | 0 | 25224484.2374 | 2046786.721 | 0 | 2046786.721 | 0 | 30072969.0693 | 252261540.097 | [5 empty] | 7644.3145 | 6923.615 | 720.6995 | 720.6995 | 0 | 0 | 13886.4497 | 0 | 0 | 13886.4497 | 73866.6724 | 0 | 0 | 73866.6724 | 19289.1735 | 0 | 0 | 19289.1735 | 25224484.2374 | 0 | 0 | 25224484.2374 | 0 | 0 | 0 | 0 | 0
2020 | 148557.8544 | -10.28% | -15275.0946 | 791875.4705 | -10.26% | -81253.3396 | 215975.9334 | -9.824% | -21218.0908 | 133282.7598 | 0 | 0 | 133282.7598 | 710622.1309 | 0 | 0 | 710622.1309 | 194757.8425 | 0 | 0 | 194757.8425 | 0 | -22126.8155 | 0 | 0 | 414312.3183 | 1364782.5249 | 0 | 944946.7235 | 0 | 410216.4228 | 0 | 0 | 0 | 2719945.6713 | 25224484.2374 | 0 | 25224484.2374 | 2251465.3931 | 0 | 2251465.3931 | 0 | 30610207.6201 | 282871747.717 | [5 empty] | 7726.1406 | 6933.3711 | 792.7695 | 792.7695 | 0 | 0 | 15275.0946 | 0 | 0 | 15275.0946 | 81253.3396 | 0 | 0 | 81253.3396 | 21218.0908 | 0 | 0 | 21218.0908 | 25224484.2374 | 0 | 0 | 25224484.2374 | 0 | 0 | 0 | 0 | 0
2021 | 150134.48 | -11.1% | -16663.7396 | 800262.0697 | -11.08% | -88640.0069 | 219040.4679 | -10.57% | -23147.0082 | 133470.7404 | 0 | 0 | 133470.7404 | 711622.0628 | 0 | 0 | 711622.0628 | 195893.4597 | 0 | 0 | 195893.4597 | 0 | -24138.3442 | 0 | 0 | 503453.2369 | 1496297.9319 | 0 | 1036005.2259 | 0 | 447508.8249 | 0 | 0 | 0 | 2979811.9827 | 25224484.2374 | 0 | 25224484.2374 | 2456144.0652 | 0 | 2456144.0652 | 0 | 31163893.5222 | 314035641.2392 | [5 empty] | 7807.9666 | 6943.1272 | 864.8395 | 864.8395 | 0 | 0 | 16663.7396 | 0 | 0 | 16663.7396 | 88640.0069 | 0 | 0 | 88640.0069 | 23147.0082 | 0 | 0 | 23147.0082 | 25224484.2374 | 0 | 0 | 25224484.2374 | 0 | 0 | 0 | 0 | 0
2022 | 151711.1056 | -11.9% | -18052.3846 | 808648.6688 | -11.87% | -96026.6741 | 222105.0025 | -11.29% | -25075.9255 | 133658.721 | 0 | 0 | 133658.721 | 712621.9947 | 0 | 0 | 712621.9947 | 197029.077 | 0 | 0 | 197029.077 | 0 | -26149.8728 | 0 | 0 | 603325.5553 | 1629094.3734 | 0 | 1127950.6897 | 0 | 484801.227 | 0 | 0 | 0 | 3241846.2901 | 25224484.2374 | 0 | 25224484.2374 | 2660822.7373 | 0 | 2660822.7373 | 0 | 31730478.8201 | 345766120.0593 | Purchased Electricity EUI for Avoided Space |  |  |  |  | 7889.7927 | 6952.8833 | 936.9094 | 936.9094 | 0 | 0 | 18052.3846 | 0 | 0 | 18052.3846 | 96026.6741 | 0 | 0 | 96026.6741 | 25075.9255 | 0 | 0 | 25075.9255 | 25224484.2374 | 0 | 0 | 25224484.2374 | 0 | 0 | 0 | 0 | 0
2023 | 153287.7312 | -12.68% | -19441.0295 | 817035.2679 | -12.66% | -103413.3414 | 225169.537 | -11.99% | -27004.8429 | 133846.7017 | 0 | 0 | 133846.7017 | 713621.9266 | 0 | 0 | 713621.9266 | 198164.6942 | 0 | 0 | 198164.6942 | 0 | -28161.4015 | 0 | 0 | 714332.4454 | 1763181.3718 | 0 | 1220789.708 | 0 | 522093.6291 | 0 | 0 | 0 | 3506064.7089 | 25224484.2374 | 0 | 25224484.2374 | 2865501.4094 | 0 | 2865501.4094 | 0 | 32310382.8011 | 378076502.8604 | 65.7425 | Generic |  |  |  | 7971.6187 | 6962.6394 | 1008.9794 | 1008.9794 | 0 | 0 | 19441.0295 | 0 | 0 | 19441.0295 | 103413.3414 | 0 | 0 | 103413.3414 | 27004.8429 | 0 | 0 | 27004.8429 | 25224484.2374 | 0 | 0 | 25224484.2374 | 0 | 0 | 0 | 0 | 0
2024 | 154864.3568 | -13.45% | -20829.6745 | 825421.8671 | -13.42% | -110800.0086 | 228234.0716 | -12.68% | -28933.7602 | 134034.6823 | 0 | 0 | 134034.6823 | 714621.8585 | 0 | 0 | 714621.8585 | 199300.3114 | 0 | 0 | 199300.3114 | 0 | -30172.9302 | 0 | 0 | 836851.0689 | 1898568.5128 | 0 | 1314528.9177 | 0 | 559386.0311 | 0 | 0 | 0 | 3772483.4617 | 25224484.2374 | 0 | 25224484.2374 | 3070180.0815 | 0 | 3070180.0815 | 0 | 32903998.8495 | 410980501.7099 | [5 empty] | 8053.4448 | 6972.3955 | 1081.0493 | 1081.0493 | 0 | 0 | 20829.6745 | 0 | 0 | 20829.6745 | 110800.0086 | 0 | 0 | 110800.0086 | 28933.7602 | 0 | 0 | 28933.7602 | 25224484.2374 | 0 | 0 | 25224484.2374 | 0 | 0 | 0 | 0 | 0
2025 | 156440.9824 | -14.2% | -22218.3195 | 833808.4662 | -14.17% | -118186.6758 | 231298.6062 | -13.34% | -30862.6776 | 134222.6629 | 0 | 0 | 134222.6629 | 715621.7903 | 0 | 0 | 715621.7903 | 200435.9286 | 0 | 0 | 200435.9286 | 0 | -32184.4589 | 0 | 0 | 971232.8099 | 2035265.4457 | 0 | 1409174.9998 | 0 | 596678.4332 | 0 | 0 | 0 | 4041118.8788 | 25224484.2374 | 0 | 25224484.2374 | 3274858.7536 | 0 | 3274858.7536 | 0 | 33511694.6797 | 444492196.3896 | [5 empty] | 8135.2708 | 6982.1516 | 1153.1193 | 1153.1193 | 0 | 0 | 22218.3195 | 0 | 0 | 22218.3195 | 118186.6758 | 0 | 0 | 118186.6758 | 30862.6776 | 0 | 0 | 30862.6776 | 25224484.2374 | 0 | 0 | 25224484.2374 | 0 | 0 | 0 | 0 | 0
2026 | 158017.608 | -14.94% | -23606.9644 | 842195.0653 | -14.91% | -125573.3431 | 234363.1407 | -13.99% | -32791.5949 | 134410.6436 | 0 | 0 | 134410.6436 | 716621.7222 | 0 | 0 | 716621.7222 | 201571.5458 | 0 | 0 | 201571.5458 | 0 | -34195.9876 | 0 | 0 | 1126329.2048 | 2173281.8838 | 0 | 1504734.6795 | 0 | 633970.8353 | 0 | 0 | 0 | 4311987.3986 | 25224484.2374 | 0 | 25224484.2374 | 3479537.4257 | 0 | 3479537.4257 | 0 | 34142338.2665 | 478634534.656 | [5 empty] | 8217.0969 | 6991.9077 | 1225.1892 | 1225.1892 | 0 | 0 | 23606.9644 | 0 | 0 | 23606.9644 | 125573.3431 | 0 | 0 | 125573.3431 | 32791.5949 | 0 | 0 | 32791.5949 | 25224484.2374 | 0 | 0 | 25224484.2374 | 0 | 0 | 0 | 0 | 0
2027 | 159594.2336 | -15.66% | -24995.6094 | 850581.6644 | -15.63% | -132960.0103 | 237427.6753 | -14.62% | -34720.5123 | 134598.6242 | 0 | 0 | 134598.6242 | 717621.6541 | 0 | 0 | 717621.6541 | 202707.163 | 0 | 0 | 202707.163 | 0 | -36207.5162 | 0 | 0 | 1295633.8046 | 2312627.6046 | 0 | 1601214.7266 | 0 | 671263.2374 | 0 | 0 | 0 | 4585105.5685 | 25224484.2374 | 0 | 25224484.2374 | 3684216.0978 | 0 | 3684216.0978 | 0 | 34789439.7083 | 513423974.3644 | Purchased Steam EUI for Avoided Space |  |  |  |  | 8298.9229 | 7001.6638 | 1297.2592 | 1297.2592 | 0 | 0 | 24995.6094 | 0 | 0 | 24995.6094 | 132960.0103 | 0 | 0 | 132960.0103 | 34720.5123 | 0 | 0 | 34720.5123 | 25224484.2374 | 0 | 0 | 25224484.2374 | 0 | 0 | 0 | 0 | 0
2028 | 161170.8592 | -16.37% | -26384.2544 | 858968.2636 | -16.34% | -140346.6776 | 240492.2099 | -15.24% | -36649.4296 | 134786.6048 | 0 | 0 | 134786.6048 | 718621.586 | 0 | 0 | 718621.586 | 203842.7802 | 0 | 0 | 203842.7802 | 0 | -38219.0449 | 0 | 0 | 1479504.7558 | 2453312.4505 | 0 | 1698621.9558 | 0 | 708555.6394 | 0 | 0 | 0 | 4860490.0457 | 25224484.2374 | 0 | 25224484.2374 | 3888894.7699 | 0 | 3888894.7699 | 0 | 35453373.8088 | 548877348.1732 | 102.493 | Generic |  |  |  | 8380.749 | 7011.4199 | 1369.3291 | 1369.3291 | 0 | 0 | 26384.2544 | 0 | 0 | 26384.2544 | 140346.6776 | 0 | 0 | 140346.6776 | 36649.4296 | 0 | 0 | 36649.4296 | 25224484.2374 | 0 | 0 | 25224484.2374 | 0 | 0 | 0 | 0 | 0
2029 | 162747.4848 | -17.07% | -27772.8993 | 867354.8627 | -17.03% | -147733.3448 | 243556.7444 | -15.84% | -38578.347 | 134974.5855 | 0 | 0 | 134974.5855 | 719621.5179 | 0 | 0 | 719621.5179 | 204978.3974 | 0 | 0 | 204978.3974 | 0 | -40230.5736 | 0 | 0 | 1678267.6251 | 2595346.3292 | 0 | 1796963.2269 | 0 | 745848.0415 | 0 | 0 | 0 | 5138157.5977 | 25224484.2374 | 0 | 25224484.2374 | 4093573.442 | 0 | 4093573.442 | 0 | 36134482.9021 | 585011831.0754 | [5 empty] | 8462.5751 | 7021.176 | 1441.3991 | 1441.3991 | 0 | 0 | 27772.8993 | 0 | 0 | 27772.8993 | 147733.3448 | 0 | 0 | 147733.3448 | 38578.347 | 0 | 0 | 38578.347 | 25224484.2374 | 0 | 0 | 25224484.2374 | 0 | 0 | 0 | 0 | 0
2030 | 164324.1104 | -17.75% | -29161.5443 | 875741.4618 | -17.71% | -155120.012 | 246621.279 | -16.42% | -40507.2643 | 135162.5661 | 0 | 0 | 135162.5661 | 720621.4498 | 0 | 0 | 720621.4498 | 206114.0147 | 0 | 0 | 206114.0147 | 0 | -42242.1023 | 0 | 0 | 1892215.6062 | 2738739.2139 | 0 | 1896245.4452 | 0 | 783140.4436 | 0 | 0 | 0 | 5418125.1027 | 25224484.2374 | 0 | 25224484.2374 | 4298252.1141 | 0 | 4298252.1141 | 0 | 36833077.0604 | 621844908.1358 | [5 empty] | 8544.4011 | 7030.932 | 1513.4691 | 1513.4691 | 0 | 0 | 29161.5443 | 0 | 0 | 29161.5443 | 155120.012 | 0 | 0 | 155120.012 | 40507.2643 | 0 | 0 | 40507.2643 | 25224484.2374 | 0 | 0 | 25224484.2374 | 0 | 0 | 0 | 0 | 0
2031 | 165900.736 | -18.41% | -30550.1893 | 884128.061 | -18.38% | -162506.6793 | 249685.8135 | -17% | -42436.1817 | 135350.5467 | 0 | 0 | 135350.5467 | 721621.3817 | 0 | 0 | 721621.3817 | 207249.6319 | 0 | 0 | 207249.6319 | 0 | -44253.6309 | 0 | 0 | 2138313.8062 | 2883501.1438 | 0 | 1996475.5616 | 0 | 820432.8457 | 0 | 0 | 0 | 5700409.5511 | 25224484.2374 | 0 | 25224484.2374 | 4502930.7862 | 0 | 4502930.7862 | 0 | 37566138.3808 | 659411046.5166 | [5 empty] | 8626.2272 | 7040.6881 | 1585.539 | 1585.539 | 0 | 0 | 30550.1893 | 0 | 0 | 30550.1893 | 162506.6793 | 0 | 0 | 162506.6793 | 42436.1817 | 0 | 0 | 42436.1817 | 25224484.2374 | 0 | 0 | 25224484.2374 | 0 | 0 | 0 | 0 | 0
2032 | 167477.3616 | -19.07% | -31938.8343 | 892514.6601 | -19.04% | -169893.3465 | 252750.3481 | -17.55% | -44365.099 | 135538.5274 | 0 | 0 | 135538.5274 | 722621.3136 | 0 | 0 | 722621.3136 | 208385.2491 | 0 | 0 | 208385.2491 | 0 | -46265.1596 | 0 | 0 | 2402585.3163 | 3029642.2245 | 0 | 2097660.573 | 0 | 857725.2478 | 0 | 0 | 0 | 5985028.0452 | 25224484.2374 | 0 | 25224484.2374 | 4707609.4583 | 0 | 4707609.4583 | 0 | 38319707.0572 | 697730753.5738 | Purchased Cooling EUI for Avoided Space |  |  |  |  | 8708.0532 | 7050.4442 | 1657.609 | 1657.609 | 0 | 0 | 31938.8343 | 0 | 0 | 31938.8343 | 169893.3465 | 0 | 0 | 169893.3465 | 44365.099 | 0 | 0 | 44365.099 | 25224484.2374 | 0 | 0 | 25224484.2374 | 0 | 0 | 0 | 0 | 0
2033 | 169053.9872 | -19.71% | -33327.4792 | 900901.2592 | -19.68% | -177280.0138 | 255814.8827 | -18.1% | -46294.0164 | 135726.508 | 0 | 0 | 135726.508 | 723621.2455 | 0 | 0 | 723621.2455 | 209520.8663 | 0 | 0 | 209520.8663 | 0 | -48276.6883 | 0 | 0 | 2663330.5193 | 3177172.6285 | 0 | 2199807.5227 | 0 | 895017.6498 | 0 | 0 | 0 | 6271997.8009 | 25224484.2374 | 0 | 25224484.2374 | 4912288.1304 | 0 | 4912288.1304 | 0 | 39072100.688 | 736802854.2618 | 26.7645 | Generic |  |  |  | 8789.8793 | 7060.2003 | 1729.6789 | 1729.6789 | 0 | 0 | 33327.4792 | 0 | 0 | 33327.4792 | 177280.0138 | 0 | 0 | 177280.0138 | 46294.0164 | 0 | 0 | 46294.0164 | 25224484.2374 | 0 | 0 | 25224484.2374 | 0 | 0 | 0 | 0 | 0
2034 | 170630.6128 | -20.35% | -34716.1242 | 909287.8584 | -20.31% | -184666.681 | 258879.4172 | -18.63% | -48222.9337 | 135914.4886 | 0 | 0 | 135914.4886 | 724621.1773 | 0 | 0 | 724621.1773 | 210656.4835 | 0 | 0 | 210656.4835 | 0 | -50288.217 | 0 | 0 | 2917369.2472 | 3326102.5954 | 0 | 2302923.5003 | 0 | 932310.0519 | 0 | 0 | 0 | 6561336.1476 | 25224484.2374 | 0 | 25224484.2374 | 5116966.8024 | 0 | 5116966.8024 | 0 | 39820156.4347 | 776623010.6965 | [5 empty] | 8871.7053 | 7069.9564 | 1801.7489 | 1801.7489 | 0 | 0 | 34716.1242 | 0 | 0 | 34716.1242 | 184666.681 | 0 | 0 | 184666.681 | 48222.9337 | 0 | 0 | 48222.9337 | 25224484.2374 | 0 | 0 | 25224484.2374 | 0 | 0 | 0 | 0 | 0
2035 | 172207.2384 | -20.97% | -36104.7692 | 917674.4575 | -20.93% | -192053.3482 | 261943.9518 | -19.15% | -50151.8511 | 136102.4693 | 0 | 0 | 136102.4693 | 725621.1092 | 0 | 0 | 725621.1092 | 211792.1007 | 0 | 0 | 211792.1007 | 0 | -52299.7457 | 0 | 0 | 3185908.3772 | 3476442.4327 | 0 | 2407015.6425 | 0 | 969602.454 | 0 | 0 | 0 | 6853060.5292 | 25224484.2374 | 0 | 25224484.2374 | 5321645.4745 | 0 | 5321645.4745 | 0 | 40585098.6184 | 817208109.3149 | [5 empty] | 8953.5314 | 7079.7125 | 1873.8188 | 1873.8188 | 0 | 0 | 36104.7692 | 0 | 0 | 36104.7692 | 192053.3482 | 0 | 0 | 192053.3482 | 50151.8511 | 0 | 0 | 50151.8511 | 25224484.2374 | 0 | 0 | 25224484.2374 | 0 | 0 | 0 | 0 | 0
2036 | 173783.864 | -21.57% | -37493.4141 | 926061.0566 | -21.54% | -199440.0155 | 265008.4864 | -19.65% | -52080.7684 | 136290.4499 | 0 | 0 | 136290.4499 | 726621.0411 | 0 | 0 | 726621.0411 | 212927.7179 | 0 | 0 | 212927.7179 | 0 | -54311.2743 | 0 | 0 | 3492929.7499 | 3628202.5159 | 0 | 2512091.133 | 0 | 1006894.8561 | 0 | 0 | 0 | 7147188.5049 | 25224484.2374 | 0 | 25224484.2374 | 5526324.1466 | 0 | 5526324.1466 | 0 | 41390926.6389 | 858599035.9539 | [5 empty] | 9035.3574 | 7089.4686 | 1945.8888 | 1945.8888 | 0 | 0 | 37493.4141 | 0 | 0 | 37493.4141 | 199440.0155 | 0 | 0 | 199440.0155 | 52080.7684 | 0 | 0 | 52080.7684 | 25224484.2374 | 0 | 0 | 25224484.2374 | 0 | 0 | 0 | 0 | 0
2037 | 175360.4896 | -22.17% | -38882.0591 | 934447.6557 | -22.13% | -206826.6827 | 268073.0209 | -20.15% | -54009.6858 | 136478.4305 | 0 | 0 | 136478.4305 | 727620.973 | 0 | 0 | 727620.973 | 214063.3352 | 0 | 0 | 214063.3352 | 0 | -56322.803 | 0 | 0 | 3812785.1651 | 3781393.2887 | 0 | 2618157.2031 | 0 | 1044187.2581 | 0 | 0 | 0 | 7443737.75 | 25224484.2374 | 0 | 25224484.2374 | 5731002.8187 | 0 | 5731002.8187 | 0 | 42212009.9713 | 900811045.9251 | 195 | Total EUI |  |  |  | 9117.1835 | 7099.2247 | 2017.9587 | 2017.9587 | 0 | 0 | 38882.0591 | 0 | 0 | 38882.0591 | 206826.6827 | 0 | 0 | 206826.6827 | 54009.6858 | 0 | 0 | 54009.6858 | 25224484.2374 | 0 | 0 | 25224484.2374 | 0 | 0 | 0 | 0 | 0
2038 | 176937.1152 | -22.76% | -40270.7041 | 942834.2549 | -22.72% | -214213.35 | 271137.5555 | -20.63% | -55938.6031 | 136666.4112 | 0 | 0 | 136666.4112 | 728620.9049 | 0 | 0 | 728620.9049 | 215198.9524 | 0 | 0 | 215198.9524 | 0 | -58334.3317 | 0 | 0 | 4144862.6694 | 3936025.2643 | 0 | 2725221.1316 | 0 | 1081479.6602 | 0 | 0 | 0 | 7742726.0561 | 25224484.2374 | 0 | 25224484.2374 | 5935681.4908 | 0 | 5935681.4908 | 0 | 43047754.4538 | 943858800.3789 | [5 empty] | 9199.0095 | 7108.9808 | 2090.0287 | 2090.0287 | 0 | 0 | 40270.7041 | 0 | 0 | 40270.7041 | 214213.35 | 0 | 0 | 214213.35 | 55938.6031 | 0 | 0 | 55938.6031 | 25224484.2374 | 0 | 0 | 25224484.2374 | 0 | 0 | 0 | 0 | 0
2039 | 178513.7408 | -23.34% | -41659.349 | 951220.854 | -23.3% | -221600.0172 | 274202.0901 | -21.1% | -57867.5205 | 136854.3918 | 0 | 0 | 136854.3918 | 729620.8368 | 0 | 0 | 729620.8368 | 216334.5696 | 0 | 0 | 216334.5696 | 0 | -60345.8604 | 0 | 0 | 4488578.2646 | 4092109.0248 | 0 | 2833290.2454 | 0 | 1118772.0623 | 0 | 0 | 0 | 8044171.3325 | 25224484.2374 | 0 | 25224484.2374 | 6140360.1629 | 0 | 6140360.1629 | 0 | 43897593.9975 | 987756394.3764 | Renovated Space |  |  |  |  | 9280.8356 | 7118.7369 | 2162.0986 | 2162.0986 | 0 | 0 | 41659.349 | 0 | 0 | 41659.349 | 221600.0172 | 0 | 0 | 221600.0172 | 57867.5205 | 0 | 0 | 57867.5205 | 25224484.2374 | 0 | 0 | 25224484.2374 | 0 | 0 | 0 | 0 | 0
2040 | 180090.3664 | -23.9% | -43047.994 | 959607.4531 | -23.86% | -228986.6844 | 277266.6246 | -21.57% | -59796.4378 | 137042.3724 | 0 | 0 | 137042.3724 | 730620.7687 | 0 | 0 | 730620.7687 | 217470.1868 | 0 | 0 | 217470.1868 | 0 | -62357.3891 | 0 | 0 | 4855797.3181 | 4249655.2222 | 0 | 2942371.9199 | 0 | 1156064.4644 | 0 | 0 | 0 | 8348091.6065 | 25224484.2374 | 0 | 25224484.2374 | 6345038.835 | 0 | 6345038.835 | 0 | 44773411.997 | 1032529806.3734 | 22 | GSF per year |  |  |  | 9362.6616 | 7128.493 | 2234.1686 | 2234.1686 | 0 | 0 | 43047.994 | 0 | 0 | 43047.994 | 228986.6844 | 0 | 0 | 228986.6844 | 59796.4378 | 0 | 0 | 59796.4378 | 25224484.2374 | 0 | 0 | 25224484.2374 | 0 | 0 | 0 | 0 | 0
2041 | 181666.992 | -24.46% | -44436.639 | 967994.0523 | -24.42% | -236373.3517 | 280331.1592 | -22.02% | -61725.3552 | 137230.3531 | 0 | 0 | 137230.3531 | 731620.7006 | 0 | 0 | 731620.7006 | 218605.804 | 0 | 0 | 218605.804 | 0 | -64368.9177 | 0 | 0 | 5230036.4076 | 4408674.5789 | 0 | 3052473.5788 | 0 | 1193356.8664 | 0 | 0 | 0 | 8654505.0242 | 25224484.2374 | 0 | 25224484.2374 | 6549717.5071 | 0 | 6549717.5071 | 0 | 45658743.1763 | 1078188549.5497 | 22 | BAU renovations per year |  |  |  | 9444.4877 | 7138.2491 | 2306.2386 | 2306.2386 | 0 | 0 | 44436.639 | 0 | 0 | 44436.639 | 236373.3517 | 0 | 0 | 236373.3517 | 61725.3552 | 0 | 0 | 61725.3552 | 25224484.2374 | 0 | 0 | 25224484.2374 | 0 | 0 | 0 | 0 | 0
2042 | 183243.6176 | -25.01% | -45825.2839 | 976380.6514 | -24.97% | -243760.0189 | 283395.6937 | -22.46% | -63654.2725 | 137418.3337 | 0 | 0 | 137418.3337 | 732620.6325 | 0 | 0 | 732620.6325 | 219741.4212 | 0 | 0 | 219741.4212 | 0 | -66380.4464 | 0 | 0 | 5609131.3234 | 4569177.8878 | 0 | 3163602.695 | 0 | 1230649.2685 | 0 | 0 | 0 | 8963429.8514 | 25224484.2374 | 0 | 25224484.2374 | 6754396.1792 | 0 | 6754396.1792 | 0 | 46551441.5914 | 1124739991.1412 | [5 empty] | 9526.3137 | 7148.0052 | 2378.3085 | 2378.3085 | 0 | 0 | 45825.2839 | 0 | 0 | 45825.2839 | 243760.0189 | 0 | 0 | 243760.0189 | 63654.2725 | 0 | 0 | 63654.2725 | 25224484.2374 | 0 | 0 | 25224484.2374 | 0 | 0 | 0 | 0 | 0
2043 | 184820.2432 | -25.55% | -47213.9289 | 984767.2505 | -25.5% | -251146.6862 | 286460.2283 | -22.89% | -65583.1899 | 137606.3143 | 0 | 0 | 137606.3143 | 733620.5644 | 0 | 0 | 733620.5644 | 220877.0384 | 0 | 0 | 220877.0384 | 0 | -68391.9751 | 0 | 0 | 6029016.3722 | 4731176.0129 | 0 | 3275766.7906 | 0 | 1267941.6706 | 0 | 0 | 0 | 9274884.4741 | 25224484.2374 | 0 | 25224484.2374 | 6959074.8513 | 0 | 6959074.8513 | 0 | 47487459.9351 | 1172227451.0763 | Capital Cost of Renovated space |  |  |  |  | 9608.1398 | 7157.7613 | 2450.3785 | 2450.3785 | 0 | 0 | 47213.9289 | 0 | 0 | 47213.9289 | 251146.6862 | 0 | 0 | 251146.6862 | 65583.1899 | 0 | 0 | 65583.1899 | 25224484.2374 | 0 | 0 | 25224484.2374 | 0 | 0 | 0 | 0 | 0
2044 | 186396.8688 | -26.07% | -48602.5739 | 993153.8496 | -26.03% | -258533.3534 | 289524.7629 | -23.32% | -67512.1072 | 137794.295 | 0 | 0 | 137794.295 | 734620.4962 | 0 | 0 | 734620.4962 | 222012.6557 | 0 | 0 | 222012.6557 | 0 | -70403.5038 | 0 | 0 | 6497952.0037 | 4894679.8899 | 0 | 3388973.437 | 0 | 1305234.0727 | 0 | 0 | 0 | 9588887.3996 | 25224484.2374 | 0 | 25224484.2374 | 7163753.5234 | 0 | 7163753.5234 | 0 | 48475077.1641 | 1220702528.2404 | 70% | of Capital of new space |  |  |  | 9689.9658 | 7167.5174 | 2522.4484 | 2522.4484 | 0 | 0 | 48602.5739 | 0 | 0 | 48602.5739 | 258533.3534 | 0 | 0 | 258533.3534 | 67512.1072 | 0 | 0 | 67512.1072 | 25224484.2374 | 0 | 0 | 25224484.2374 | 0 | 0 | 0 | 0 | 0
2045 | 187973.4944 | -26.59% | -49991.2188 | 1001540.4488 | -26.55% | -265920.0206 | 292589.2974 | -23.73% | -69441.0246 | 137982.2756 | 0 | 0 | 137982.2756 | 735620.4281 | 0 | 0 | 735620.4281 | 223148.2729 | 0 | 0 | 223148.2729 | 0 | -72415.0325 | 0 | 0 | 7027451.5088 | 5059700.5262 | 0 | 3503230.2558 | 0 | 1342526.4747 | 0 | 0 | 0 | 9905457.2567 | 25224484.2374 | 0 | 25224484.2374 | 7368432.1955 | 0 | 7368432.1955 | 0 | 49525825.1984 | 1270228353.4388 | [5 empty] | 9771.7919 | 7177.2735 | 2594.5184 | 2594.5184 | 0 | 0 | 49991.2188 | 0 | 0 | 49991.2188 | 265920.0206 | 0 | 0 | 265920.0206 | 69441.0246 | 0 | 0 | 69441.0246 | 25224484.2374 | 0 | 0 | 25224484.2374 | 0 | 0 | 0 | 0 | 0
2046 | 189550.12 | -27.11% | -51379.8638 | 1009927.0479 | -27.06% | -273306.6879 | 295653.832 | -24.14% | -71369.9419 | 138170.2562 | 0 | 0 | 138170.2562 | 736620.36 | 0 | 0 | 736620.36 | 224283.8901 | 0 | 0 | 224283.8901 | 0 | -74426.5611 | 0 | 0 | 7599782.4663 | 5226249.0018 | 0 | 3618544.9183 | 0 | 1379818.8768 | 0 | 0 | 0 | 10224612.797 | 25224484.2374 | 0 | 25224484.2374 | 7573110.8676 | 0 | 7573110.8676 | 0 | 50621990.3683 | 1320850343.8071 | Incremental EUI as result of renovation |  |  |  |  | 9853.6179 | 7187.0296 | 2666.5883 | 2666.5883 | 0 | 0 | 51379.8638 | 0 | 0 | 51379.8638 | 273306.6879 | 0 | 0 | 273306.6879 | 71369.9419 | 0 | 0 | 71369.9419 | 25224484.2374 | 0 | 0 | 25224484.2374 | 0 | 0 | 0 | 0 | 0
2047 | 191126.7456 | -27.61% | -52768.5088 | 1018313.647 | -27.56% | -280693.3551 | 298718.3666 | -24.54% | -73298.8593 | 138358.2369 | 0 | 0 | 138358.2369 | 737620.2919 | 0 | 0 | 737620.2919 | 225419.5073 | 0 | 0 | 225419.5073 | 0 | -76438.0898 | 0 | 0 | 8219918.8314 | 5394336.4697 | 0 | 3734925.1468 | 0 | 1417111.2789 | 0 | 0 | 0 | 10546372.8954 | 25224484.2374 | 0 | 25224484.2374 | 7777789.5397 | 0 | 7777789.5397 | 0 | 51768565.504 | 1372618909.3111 | 0 | Electricity EUI |  |  |  | 9935.444 | 7196.7857 | 2738.6583 | 2738.6583 | 0 | 0 | 52768.5088 | 0 | 0 | 52768.5088 | 280693.3551 | 0 | 0 | 280693.3551 | 73298.8593 | 0 | 0 | 73298.8593 | 25224484.2374 | 0 | 0 | 25224484.2374 | 0 | 0 | 0 | 0 | 0
2048 | 192703.3712 | -28.1% | -54157.1537 | 1026700.2462 | -28.06% | -288080.0224 | 301782.9011 | -24.93% | -75227.7766 | 138546.2175 | 0 | 0 | 138546.2175 | 738620.2238 | 0 | 0 | 738620.2238 | 226555.1245 | 0 | 0 | 226555.1245 | 0 | -78449.6185 | 0 | 0 | 8893418.7346 | 5563974.1561 | 0 | 3852378.7139 | 0 | 1454403.681 | 0 | 0 | 0 | 10870756.5509 | 25224484.2374 | 0 | 25224484.2374 | 7982468.2118 | 0 | 7982468.2118 | 0 | 52971127.7348 | 1425590037.0459 | 0 | Purchased Steam EUI |  |  |  | 10017.27 | 7206.5418 | 2810.7282 | 2810.7282 | 0 | 0 | 54157.1537 | 0 | 0 | 54157.1537 | 288080.0224 | 0 | 0 | 288080.0224 | 75227.7766 | 0 | 0 | 75227.7766 | 25224484.2374 | 0 | 0 | 25224484.2374 | 0 | 0 | 0 | 0 | 0
2049 | 194279.9968 | -28.59% | -55545.7987 | 1035086.8453 | -28.55% | -295466.6896 | 304847.4357 | -25.31% | -77156.694 | 138734.1982 | 0 | 0 | 138734.1982 | 739620.1557 | 0 | 0 | 739620.1557 | 227690.7417 | 0 | 0 | 227690.7417 | 0 | -80461.1472 | 0 | 0 | 9626429.9058 | 5735173.3609 | 0 | 3970913.4436 | 0 | 1491696.083 | 0 | 0 | 0 | 11197782.8875 | 25224484.2374 | 0 | 25224484.2374 | 8187146.8839 | 0 | 8187146.8839 | 0 | 54235843.9147 | 1479825880.9605 | 39.75 | Purchased Chilled Water EUI |  |  |  | 10099.0961 | 7216.2979 | 2882.7982 | 2882.7982 | 0 | 0 | 55545.7987 | 0 | 0 | 55545.7987 | 295466.6896 | 0 | 0 | 295466.6896 | 77156.694 | 0 | 0 | 77156.694 | 25224484.2374 | 0 | 0 | 25224484.2374 | 0 | 0 | 0 | 0 | 0
2050 | 195856.6225 | -29.07% | -56934.4437 | 1043473.4444 | -29.02% | -302853.3568 | 307911.9702 | -25.68% | -79085.6113 | 138922.1788 | 0 | 0 | 138922.1788 | 740620.0876 | 0 | 0 | 740620.0876 | 228826.3589 | 0 | 0 | 228826.3589 | 0 | -82472.6759 | 0 | 0 | 10425691.2722 | 5907945.4583 | 0 | 4090537.2111 | 0 | 1528988.4851 | 0 | 0 | 0 | 11527471.1545 | 25224484.2374 | 0 | 25224484.2374 | 8391825.556 | 0 | 8391825.556 | 0 | 55569472.2201 | 1535395353.1807 | 39.75 | Total EUI |  |  |  | 10180.9222 | 7226.054 | 2954.8682 | 2954.8682 | 0 | 0 | 56934.4437 | 0 | 0 | 56934.4437 | 302853.3568 | 0 | 0 | 302853.3568 | 79085.6113 | 0 | 0 | 79085.6113 | 25224484.2374 | 0 | 0 | 25224484.2374 | 0 | 0 | 0 | 0 | 0
Avoided Operating Cost per GSF
2.84
HOME
Note on BB17: reflects Margaret's revised forecast ( see campus area tab for assumptions)
Note on AU49: Rob McKenna: Hold constant per Steve Campbell
Note on AU62: rmckenna: 75th percentile for Total Maintenance Cost per (see Mike Walters for reference)…p. 27

## GreenBuild
|  | Actionable Alternative: | Building Design & Construction Standards | [6 empty] | NPV through 2050 | Cumulative Carbon Abatement (2010 - 2050) | Contribution toward Neutralilty in |  | Average
|  | Year Implemented: | 2010 | [5 empty] | Avoided Compliance Risk: | 7117207.6438 | 548764.4519 | 2050
|  | Reference Case: | SpacePlanning | [5 empty] | Incremental Fuel Savings (Cost): | 19513299.9089 | Average | 22627.8077 |  | 1726664.8496
|  |  | Return to Summary | [5 empty] | Avoided Capital Cost: | 0 | 13384.4988 | 2.07% |  | 0
|  | Wedge Group: | Campus Planning | [5 empty] | New Capital Cost: | -9649636.1975 |  |  |  | -523396.7876
[9 empty] | Avoided Operating Costs: | 0 |  |  |  | 0
[9 empty] | New Operating Costs: | -89643.6451 |  |  |  | -2439.0244
[9 empty] | Incremental Cash Flow: | 16891227.71
[9 empty] | DPI: | 2.7505
[9 empty] | IRR: | 18.63%
[9 empty] | Simple Payback: | 11.1295
[9 empty] | Total Incremental Savings (Cost) w/o Compliance Savings: | 9774020.0662
[9 empty] | Levelized Cost (Savings) per MTCDE Avoided: | -62.6865
[9 empty] | Levelized Avoided Compliance Cost per MTCDE Avoided: | 45.6468
Need to fill in
| Incremental Utility Demand Savings | [8 empty] | Electricity Supply |  |  |  | Steam Supply |  |  |  | Chilled Water Supply |  |  |  | GHG and Compliance Risk Reductions |  |  |  |  | Incremental Fuel Savings (Cost) | [8 empty] | Incremental Non-Fuel OPEX/Capital Savings (Cost) | [6 empty] | Cash Flow | [10 empty] | Purchased Electricity |  |  |  |  | Purchased Steam |  |  |  |  | Purchased Cooling |  |  |  |  | Cost of New Space |  |  |  | BAU Renovated Space Purchased Utilities |  |  |  | Renovated Purchased Electricity |  |  |  |  | Renovated Purchased Steam |  |  |  |  | Renovated Purchased Cooling |  |  |  |  | Cost of Renovated Space
| Reference Electric Load | % Reduction from Reference | Change in Electricity Demand | Reference Steam Load | % Reduction from Reference | Change in Steam Demand | Reference Chilled Water Load | % Reduction from Reference | Change in Chilled Water Demand | Beginning Required P/E | Displaced P/E | New Electricity Source | Ending Required P/E | Beginning Required Steam | Displaced Steam | New Heat Source | Ending Required Steam | Beginning Required Chilled Water | Displaced Chilled Water | New Cooling Source | Ending Required Chilled Water | Scope 1 | Scope 2 | Scope 3 (Commuting) | Scope 3 (Air Travel, other) | Avoided Compliance Risk | Electricity Savings | New Electricity Source Fuel Cost | Steam Savings | New Steam Source Fuel Cost | Chilled Water Savings | New Chilled Water Source Fuel Cost | NG Savings | Campus Fleet Fuel | Incremental Fuel Savings (Cost) | Avoided Capital Cost | New Capital Cost | Incremental Capital | Avoided Operating Costs | New Operating Costs | Incremental OPEX | Other Revenue | Incremental Cash Flow | Cumulative Cash Flow | Notes/Description of Assumptions Please describe all assumptions for modeling here: |  |  |  |  | Cummulative New Space | BAU Purchased Electricity from New Space | BAU Purchased Steam from New Space | BAU Purchased Cooling from New Space | Academic | Medical | Residential | Total | Reduction | Academic | Medical | Residential | Total | Reduction | Academic | Medical | Residential | Total | Reduction | Academic | Medical | Residential | Total | Renovated Space | Electricity | Steam | Cooling | Academic | Medical | Residential | Total | Reduction | Academic | Medical | Residential | Total | Reduction | Academic | Medical | Residential | Total | Reduction | Academic | Medical | Residential | Total
FYE | MWh |  | MWh | MMBtu |  | MMBtu | MMBtu |  | MMBtu | MWh | MWh | MWh | MWh | MMBtu | MMBtu | MMBtu | MMBtu | MMBtu | MMBtu | MMBtu | MMBtu | MTCDE | MTCDE | MTCDE | MTCDE | 2010 $ | 2010 $ | 2010 $ | 2010 $ | 2010 $ | 2010 $ | 2010 $ | 2010 $ | 2010 $ | 2010 $ | 2010 $ | 2010 $ | 2010 $ | 2010 $ | 2010 $ | 2010 $ | 2010 $ | 2010 $ | 2010 $ | [5 empty] | 1000 GSF | MWh | MMBtu | MMBtu | MWh | MWh | MWh | MWh | MWh | MMBtu | MMBtu | MMBtu | MMBtu | MMBtu | MMBtu | MMBtu | MMBtu | MMBtu | MMBtu | $ | $ | $ | $ | 1,000 GSF | MWh | MMBtu | MMBtu | MWh | MWh | MWh | MWh | MWh | MMBtu | MMBtu | MMBtu | MMBtu | MMBtu | MMBtu | MMBtu | MMBtu | MMBtu | MMBtu | $ | $ | $ | $
2010 | 127163.9902 | 0% | 0 | 678074.3479 | 0% | 0 | 177513.4772 | 0% | 0 | 127163.9902 | 0 | 0 | 127163.9902 | 678074.3479 | 0 | 0 | 678074.3479 | 177513.4772 | 0 | 0 | 177513.4772 | 0 | 0 | 0 | 0 | 0 | 0 | 0 | 0 | 0 | 0 | 0 | 0 | 0 | 0 | 0 | 0 | 0 | 0 | 0 | 0 | 0 | 0 | 0 |  | Program Start Date |  |  |  | 9.7561 | 187.9806 | 999.9319 | 261.7657 | 131.5864 | 0 | 0 | 131.5864 | 130.1792 | 0 | 0 | 0 | 0 | 999.9319 | 182.782 | 0 | 0 | 182.782 | 78.9836 | 170731.7073 | 0 | 0 | 170731.7073 | 22 | 423.8963 | 2254.8464 | 588.8193 | 296.7274 | 0 | 0 | 296.7274 | 127.1689 | 1578.3925 | 0 | 0 | 1578.3925 | 676.4539 | 412.1735 | 0 | 0 | 412.1735 | 176.6458 | 269500 | 0 | 0 | 269500
2011 | 127351.9708 | 0.4061% | -517.2012 | 679074.2798 | 0.4937% | -3352.7716 | 178649.0944 | 0.2876% | -513.7637 | 126834.7696 | 0 | 0 | 126834.7696 | 675721.5082 | 0 | 0 | 675721.5082 | 178135.3307 | 0 | 0 | 178135.3307 | 0 | -789.7226 | 0 | 0 | 0 | 44181.9091 | 0 | 37279.9671 | 0 | 9932.7657 | 0 | 0 | 0 | 91394.6418 | 0 | -440231.7073 | -440231.7073 | 0 | -100000 | -100000 | 0 | -448837.0655 | -448837.0655 | [5 empty] | 19.5122 | 375.9613 | 1999.8638 | 526.0362 | 263.1729 | 0 | 0 | 263.1729 | 262.8634 | 0 | 0 | 0 | 0 | 1999.8638 | 365.5641 | 0 | 0 | 365.5641 | 160.4722 | 170731.7073 | 0 | 0 | 170731.7073 | 44 | 847.7927 | 4509.6928 | 1177.6386 | 593.4549 | 0 | 0 | 593.4549 | 254.3378 | 3156.785 | 0 | 0 | 3156.785 | 1352.9078 | 824.347 | 0 | 0 | 824.347 | 353.2916 | 269500 | 0 | 0 | 269500
2012 | 129659.4331 | 1.754% | -2274.441 | 691348.4437 | 2.358% | -16303.3895 | 182728.8082 | 0.926% | -1692.0544 | 127384.9921 | 0 | 0 | 127384.9921 | 675045.0542 | 0 | 0 | 675045.0542 | 181036.7539 | 0 | 0 | 181036.7539 | 0 | -3573.5486 | 0 | 0 | 0 | 195265.5893 | 0 | 182186.215 | 0 | 32713.0511 | 0 | 0 | 0 | 410164.8554 | 0 | -2365231.7073 | -2365231.7073 | 0 | 0 | 0 | 0 | -1955066.8519 | -2403903.9174 | BAU EUI for New Space - (Linked to Utility Demand worksheet) |  |  |  |  | 139.2683 | 2683.4235 | 14274.0277 | 3771.3307 | 1878.3965 | 0 | 0 | 1878.3965 | 1892.9343 | 0 | 0 | 0 | 0 | 14274.0277 | 2609.2138 | 0 | 0 | 2609.2138 | 1162.117 | 2095731.7073 | 0 | 0 | 2095731.7073 | 66 | 1271.689 | 6764.5392 | 1766.458 | 890.1823 | 0 | 0 | 890.1823 | 381.5067 | 4735.1775 | 0 | 0 | 4735.1775 | 2029.3618 | 1236.5206 | 0 | 0 | 1236.5206 | 529.9374 | 269500 | 0 | 0 | 269500
2013 | 130425.4542 | 2.272% | -2963.2161 | 695423.1662 | 3.028% | -21054.5659 | 184667.3609 | 1.203% | -2221.6843 | 127462.238 | 0 | 0 | 127462.238 | 674368.6003 | 0 | 0 | 674368.6003 | 182445.6765 | 0 | 0 | 182445.6765 | 0 | -4637.7326 | 0 | 0 | 0 | 255670.3939 | 0 | 236455.7949 | 0 | 42952.564 | 0 | 0 | 0 | 535078.7528 | 0 | -965231.7073 | -965231.7073 | 0 | 0 | 0 | 0 | -430152.9545 | -2834056.8719 | 65.7425 | Purch Elec EUI (kBtu/GSF) |  |  |  | 179.0244 | 3449.4446 | 18348.7502 | 4869.1518 | 2414.6112 | 0 | 0 | 2414.6112 | 2454.5405 | 0 | 0 | 0 | 0 | 18348.7502 | 3354.0506 | 0 | 0 | 3354.0506 | 1515.1012 | 695731.7073 | 0 | 0 | 695731.7073 | 88 | 1695.5853 | 9019.3856 | 2355.2773 | 1186.9097 | 0 | 0 | 1186.9097 | 508.6756 | 6313.57 | 0 | 0 | 6313.57 | 2705.8157 | 1648.6941 | 0 | 0 | 1648.6941 | 706.5832 | 269500 | 0 | 0 | 269500
2014 | 130613.4348 | 2.485% | -3246.2836 | 696423.0981 | 3.264% | -22730.9517 | 185802.9781 | 1.347% | -2503.0331 | 127367.1512 | 0 | 0 | 127367.1512 | 673692.1464 | 0 | 0 | 673692.1464 | 183299.945 | 0 | 0 | 183299.945 | 0 | -5052.878 | 0 | 0 | 0 | 281494.3194 | 0 | 256559.0575 | 0 | 48391.9739 | 0 | 0 | 0 | 586445.3508 | 0 | -440231.7073 | -440231.7073 | 0 | 0 | 0 | 0 | 146213.6435 | -2687843.2284 | 102.493 | Purch Steam EUI (kBtu/GSF) |  |  |  | 188.7805 | 3637.4253 | 19348.6821 | 5156.6368 | 2546.1977 | 0 | 0 | 2546.1977 | 2610.4391 | 0 | 0 | 0 | 0 | 19348.6821 | 3536.8327 | 0 | 0 | 3536.8327 | 1619.8042 | 170731.7073 | 0 | 0 | 170731.7073 | 110 | 2119.4816 | 11274.2321 | 2944.0966 | 1483.6371 | 0 | 0 | 1483.6371 | 635.8445 | 7891.9624 | 0 | 0 | 7891.9624 | 3382.2696 | 2060.8676 | 0 | 0 | 2060.8676 | 883.229 | 269500 | 0 | 0 | 269500
2015 | 132342.8566 | 3.509% | -4644.4868 | 705622.4714 | 4.621% | -32606.779 | 189079.7565 | 1.84% | -3479.7137 | 127698.3698 | 0 | 0 | 127698.3698 | 673015.6925 | 0 | 0 | 673015.6925 | 185600.0428 | 0 | 0 | 185600.0428 | 0 | -7226.3576 | 0 | 0 | 73487.2638 | 404750.1054 | 0 | 369865.39 | 0 | 67274.4639 | 0 | 0 | 0 | 841889.9592 | 0 | -1840231.7073 | -1840231.7073 | 0 | 0 | 0 | 0 | -924854.4842 | -3612697.7127 | 26.7645 | Purch Cooling EUI (kBtu/GSF) |  |  |  | 278.5366 | 5366.8471 | 28548.0554 | 7638.2664 | 3756.793 | 0 | 0 | 3756.793 | 3881.4734 | 0 | 0 | 0 | 0 | 28548.0554 | 5218.4275 | 0 | 0 | 5218.4275 | 2419.8389 | 1570731.7073 | 0 | 0 | 1570731.7073 | 132 | 2543.378 | 13529.0785 | 3532.9159 | 1780.3646 | 0 | 0 | 1780.3646 | 763.0134 | 9470.3549 | 0 | 0 | 9470.3549 | 4058.7235 | 2473.0411 | 0 | 0 | 2473.0411 | 1059.8748 | 269500 | 0 | 0 | 269500
2016 | 132530.8372 | 3.727% | -4939.5848 | 706622.4033 | 4.852% | -34283.1648 | 190215.3737 | 1.984% | -3773.0929 | 127591.2524 | 0 | 0 | 127591.2524 | 672339.2385 | 0 | 0 | 672339.2385 | 186442.2807 | 0 | 0 | 186442.2807 | 0 | -7651.4768 | 0 | 0 | 89816.9068 | 432619.1548 | 0 | 390825.3834 | 0 | 72946.4635 | 0 | 0 | 0 | 896391.0017 | 0 | -440231.7073 | -440231.7073 | 0 | 0 | 0 | 0 | 545976.2012 | -3066721.5115 | [5 empty] | 288.2927 | 5554.8277 | 29547.9873 | 7937.7819 | 3888.3794 | 0 | 0 | 3888.3794 | 4049.4025 | 0 | 0 | 0 | 0 | 29547.9873 | 5401.2096 | 0 | 0 | 5401.2096 | 2536.5724 | 170731.7073 | 0 | 0 | 170731.7073 | 154 | 2967.2743 | 15783.9249 | 4121.7352 | 2077.092 | 0 | 0 | 2077.092 | 890.1823 | 11048.7474 | 0 | 0 | 11048.7474 | 4735.1775 | 2885.2147 | 0 | 0 | 2885.2147 | 1236.5206 | 269500 | 0 | 0 | 269500
2017 | 132718.8179 | 3.945% | -5236.1238 | 707622.3352 | 5.082% | -35959.5506 | 191350.9909 | 2.126% | -4067.9132 | 127482.6941 | 0 | 0 | 127482.6941 | 671662.7846 | 0 | 0 | 671662.7846 | 187283.0777 | 0 | 0 | 187283.0777 | 0 | -8077.7906 | 0 | 0 | 108087.7658 | 460883.6105 | 0 | 411985.7301 | 0 | 78646.3219 | 0 | 0 | 0 | 951515.6626 | 0 | -440231.7073 | -440231.7073 | 0 | 0 | 0 | 0 | 619371.721 | -2447349.7905 | % Share of New Space by Building Type |  |  |  |  | 298.0488 | 5742.8083 | 30547.9192 | 8238.7385 | 4019.9658 | 0 | 0 | 4019.9658 | 4218.7726 | 0 | 0 | 0 | 0 | 30547.9192 | 5583.9916 | 0 | 0 | 5583.9916 | 2654.7468 | 170731.7073 | 0 | 0 | 170731.7073 | 176 | 3391.1706 | 18038.7713 | 4710.5545 | 2373.8194 | 0 | 0 | 2373.8194 | 1017.3512 | 12627.1399 | 0 | 0 | 12627.1399 | 5411.6314 | 3297.3882 | 0 | 0 | 3297.3882 | 1413.1664 | 269500 | 0 | 0 | 269500
2018 | 132906.7985 | 4.164% | -5534.057 | 708622.2671 | 5.311% | -37635.9364 | 192486.6081 | 2.267% | -4364.1277 | 127372.7415 | 0 | 0 | 127372.7415 | 670986.3307 | 0 | 0 | 670986.3307 | 188122.4804 | 0 | 0 | 188122.4804 | 0 | -8505.2602 | 0 | 0 | 128379.447 | 489543.2266 | 0 | 433347.9096 | 0 | 84373.1349 | 0 | 0 | 0 | 1007264.2711 | 0 | -440231.7073 | -440231.7073 | 0 | 0 | 0 | 0 | 695412.0108 | -1751937.7796 | 100% | Generic |  |  |  | 307.8049 | 5930.789 | 31547.8511 | 8541.0892 | 4151.5523 | 0 | 0 | 4151.5523 | 4389.5369 | 0 | 0 | 0 | 0 | 31547.8511 | 5766.7737 | 0 | 0 | 5766.7737 | 2774.3155 | 170731.7073 | 0 | 0 | 170731.7073 | 198 | 3815.067 | 20293.6177 | 5299.3739 | 2670.5469 | 0 | 0 | 2670.5469 | 1144.5201 | 14205.5324 | 0 | 0 | 14205.5324 | 6088.0853 | 3709.5617 | 0 | 0 | 3709.5617 | 1589.8122 | 269500 | 0 | 0 | 269500
2019 | 133094.7791 | 4.383% | -5833.3396 | 709622.199 | 5.54% | -39312.3222 | 193622.2253 | 2.408% | -4661.6916 | 127261.4396 | 0 | 0 | 127261.4396 | 670309.8768 | 0 | 0 | 670309.8768 | 188960.5337 | 0 | 0 | 188960.5337 | 0 | -8933.8486 | 0 | 0 | 150768.1552 | 518597.8842 | 0 | 454913.4114 | 0 | 90126.0368 | 0 | 0 | 0 | 1063637.3324 | 0 | -440231.7073 | -440231.7073 | 0 | 0 | 0 | 0 | 774173.7803 | -977763.9994 | 0% | 0 |  |  |  | 317.561 | 6118.7696 | 32547.783 | 8844.7893 | 4283.1387 | 0 | 0 | 4283.1387 | 4561.6506 | 0 | 0 | 0 | 0 | 32547.783 | 5949.5557 | 0 | 0 | 5949.5557 | 2895.2336 | 170731.7073 | 0 | 0 | 170731.7073 | 220 | 4238.9633 | 22548.4641 | 5888.1932 | 2967.2743 | 0 | 0 | 2967.2743 | 1271.689 | 15783.9249 | 0 | 0 | 15783.9249 | 6764.5392 | 4121.7352 | 0 | 0 | 4121.7352 | 1766.458 | 269500 | 0 | 0 | 269500
2020 | 133282.7598 | 4.602% | -6133.9287 | 710622.1309 | 5.768% | -40988.708 | 194757.8425 | 2.547% | -4960.562 | 127148.831 | 0 | 0 | 127148.831 | 669633.4228 | 0 | 0 | 669633.4228 | 189797.2805 | 0 | 0 | 189797.2805 | 0 | -9363.5202 | 0 | 0 | 175326.7098 | 548047.5864 | 0 | 476683.7344 | 0 | 95904.1988 | 0 | 0 | 0 | 1120635.5197 | 0 | -440231.7073 | -440231.7073 | 0 | 0 | 0 | 0 | 855730.5221 | -122033.4772 | 0% | 0 |  |  |  | 327.3171 | 6306.7502 | 33547.7149 | 9149.796 | 4414.7252 | 0 | 0 | 4414.7252 | 4735.0709 | 0 | 0 | 0 | 0 | 33547.7149 | 6132.3378 | 0 | 0 | 6132.3378 | 3017.4583 | 170731.7073 | 0 | 0 | 170731.7073 | 242 | 4662.8596 | 24803.3105 | 6477.0125 | 3264.0017 | 0 | 0 | 3264.0017 | 1398.8579 | 17362.3174 | 0 | 0 | 17362.3174 | 7440.9932 | 4533.9087 | 0 | 0 | 4533.9087 | 1943.1037 | 269500 | 0 | 0 | 269500
2021 | 133470.7404 | 4.822% | -6435.7834 | 711622.0628 | 5.995% | -42665.0939 | 195893.4597 | 2.685% | -5260.6979 | 127034.957 | 0 | 0 | 127034.957 | 668956.9689 | 0 | 0 | 668956.9689 | 190632.7618 | 0 | 0 | 190632.7618 | 0 | -9794.2409 | 0 | 0 | 204278.3983 | 577892.4526 | 0 | 498660.3878 | 0 | 101706.8268 | 0 | 0 | 0 | 1178259.6672 | 0 | -440231.7073 | -440231.7073 | 0 | 0 | 0 | 0 | 942306.3582 | 820272.8809 |  |  |  | % Reduction Relative to BAU for New | 30% | 337.0732 | 6494.7309 | 34547.6468 | 9456.0682 | 4546.3116 | 0 | 0 | 4546.3116 | 4909.7566 | 0 | 0 | 0 | 0 | 34547.6468 | 6315.1198 | 0 | 0 | 6315.1198 | 3140.9484 | 170731.7073 | 0 | 0 | 170731.7073 | 264 | 5086.7559 | 27058.1569 | 7065.8318 | 3560.7292 | 0 | 0 | 3560.7292 | 1526.0268 | 18940.7099 | 0 | 0 | 18940.7099 | 8117.4471 | 4946.0823 | 0 | 0 | 4946.0823 | 2119.7495 | 269500 | 0 | 0 | 269500
2022 | 133658.721 | 5.042% | -6738.8641 | 712621.9947 | 6.222% | -44341.4797 | 197029.077 | 2.823% | -5562.06 | 126919.8569 | 0 | 0 | 126919.8569 | 668280.515 | 0 | 0 | 668280.515 | 191467.017 | 0 | 0 | 191467.017 | 0 | -10225.9781 | 0 | 0 | 235932.0809 | 608132.7132 | 0 | 520844.8906 | 0 | 107533.1594 | 0 | 0 | 0 | 1236510.7632 | 0 | -440231.7073 | -440231.7073 | 0 | 0 | 0 | 0 | 1032211.1368 | 1852484.0177 | New Purchased Electricity EUI |  |  |  |  | 346.8293 | 6682.7115 | 35547.5787 | 9763.5665 | 4677.8981 | 0 | 0 | 4677.8981 | 5085.6684 | 0 | 0 | 0 | 0 | 35547.5787 | 6497.9019 | 0 | 0 | 6497.9019 | 3265.6646 | 170731.7073 | 0 | 0 | 170731.7073 | 286 | 5510.6523 | 29313.0033 | 7654.6511 | 3857.4566 | 0 | 0 | 3857.4566 | 1653.1957 | 20519.1023 | 0 | 0 | 20519.1023 | 8793.901 | 5358.2558 | 0 | 0 | 5358.2558 | 2296.3953 | 269500 | 0 | 0 | 269500
2023 | 133846.7017 | 5.262% | -7043.1332 | 713621.9266 | 6.448% | -46017.8655 | 198164.6942 | 2.959% | -5864.6103 | 126803.5685 | 0 | 0 | 126803.5685 | 667604.0611 | 0 | 0 | 667604.0611 | 192300.0838 | 0 | 0 | 192300.0838 | 0 | -10658.7005 | 0 | 0 | 270364.9383 | 638768.7048 | 0 | 543238.772 | 0 | 113382.4667 | 0 | 0 | 0 | 1295389.9435 | 0 | -440231.7073 | -440231.7073 | 0 | 0 | 0 | 0 | 1125523.1745 | 2978007.1922 | 46.0197 | Academic |  |  |  | 356.5854 | 6870.6921 | 36547.5106 | 10072.2531 | 4809.4845 | 0 | 0 | 4809.4845 | 5262.7686 | 0 | 0 | 0 | 0 | 36547.5106 | 6680.6839 | 0 | 0 | 6680.6839 | 3391.5692 | 170731.7073 | 0 | 0 | 170731.7073 | 308 | 5934.5486 | 31567.8498 | 8243.4704 | 4154.184 | 0 | 0 | 4154.184 | 1780.3646 | 22097.4948 | 0 | 0 | 22097.4948 | 9470.3549 | 5770.4293 | 0 | 0 | 5770.4293 | 2473.0411 | 269500 | 0 | 0 | 269500
2024 | 134034.6823 | 5.483% | -7348.5544 | 714621.8585 | 6.674% | -47694.2513 | 199300.3114 | 3.095% | -6168.3128 | 126686.1279 | 0 | 0 | 126686.1279 | 666927.6072 | 0 | 0 | 666927.6072 | 193131.9985 | 0 | 0 | 193131.9985 | 0 | -11092.378 | 0 | 0 | 307648.8878 | 669800.8661 | 0 | 565843.5711 | 0 | 119254.0484 | 0 | 0 | 0 | 1354898.4856 | 0 | -440231.7073 | -440231.7073 | 0 | 0 | 0 | 0 | 1222315.6661 | 4200322.8583 | 46.0197 | Medical |  |  |  | 366.3415 | 7058.6728 | 37547.4425 | 10382.0919 | 4941.0709 | 0 | 0 | 4941.0709 | 5441.0209 | 0 | 0 | 0 | 0 | 37547.4425 | 6863.466 | 0 | 0 | 6863.466 | 3518.6259 | 170731.7073 | 0 | 0 | 170731.7073 | 330 | 6358.4449 | 33822.6962 | 8832.2898 | 4450.9114 | 0 | 0 | 4450.9114 | 1907.5335 | 23675.8873 | 0 | 0 | 23675.8873 | 10146.8088 | 6182.6028 | 0 | 0 | 6182.6028 | 2649.6869 | 269500 | 0 | 0 | 269500
2025 | 134222.6629 | 5.703% | -7655.093 | 715621.7903 | 6.899% | -49370.6371 | 200435.9286 | 3.23% | -6473.1327 | 126567.57 | 0 | 0 | 126567.57 | 666251.1532 | 0 | 0 | 666251.1532 | 193962.7959 | 0 | 0 | 193962.7959 | 0 | -11526.9819 | 0 | 0 | 347850.5911 | 701229.7335 | 0 | 588660.8372 | 0 | 125147.2325 | 0 | 0 | 0 | 1415037.8031 | 0 | -440231.7073 | -440231.7073 | 0 | 0 | 0 | 0 | 1322656.6869 | 5522979.5452 | 46.0197 | Residential |  |  |  | 376.0976 | 7246.6534 | 38547.3743 | 10693.048 | 5072.6574 | 0 | 0 | 5072.6574 | 5620.3906 | 0 | 0 | 0 | 0 | 38547.3743 | 7046.248 | 0 | 0 | 7046.248 | 3646.8 | 170731.7073 | 0 | 0 | 170731.7073 | 352 | 6782.3413 | 36077.5426 | 9421.1091 | 4747.6389 | 0 | 0 | 4747.6389 | 2034.7024 | 25254.2798 | 0 | 0 | 25254.2798 | 10823.2628 | 6594.7764 | 0 | 0 | 6594.7764 | 2826.3327 | 269500 | 0 | 0 | 269500
2026 | 134410.6436 | 5.924% | -7962.7155 | 716621.7222 | 7.123% | -51047.0229 | 201571.5458 | 3.363% | -6779.0366 | 126447.928 | 0 | 0 | 126447.928 | 665574.6993 | 0 | 0 | 665574.6993 | 194792.5092 | 0 | 0 | 194792.5092 | 0 | -11962.4845 | 0 | 0 | 394013.9353 | 733055.9369 | 0 | 611692.1298 | 0 | 131061.3735 | 0 | 0 | 0 | 1475809.4402 | 0 | -440231.7073 | -440231.7073 | 0 | 0 | 0 | 0 | 1429591.6681 | 6952571.2133 | 46.0197 | Weighted Average EUI for New |  |  |  | 385.8537 | 7434.634 | 39547.3062 | 11005.0881 | 5204.2438 | 0 | 0 | 5204.2438 | 5800.8443 | 0 | 0 | 0 | 0 | 39547.3062 | 7229.0301 | 0 | 0 | 7229.0301 | 3776.058 | 170731.7073 | 0 | 0 | 170731.7073 | 374 | 7206.2376 | 38332.389 | 10009.9284 | 5044.3663 | 0 | 0 | 5044.3663 | 2161.8713 | 26832.6723 | 0 | 0 | 26832.6723 | 11499.7167 | 7006.9499 | 0 | 0 | 7006.9499 | 3002.9785 | 269500 | 0 | 0 | 269500
2027 | 134598.6242 | 6.145% | -8271.39 | 717621.6541 | 7.347% | -52723.4087 | 202707.163 | 3.496% | -7085.9923 | 126327.2342 | 0 | 0 | 126327.2342 | 664898.2454 | 0 | 0 | 664898.2454 | 195621.1707 | 0 | 0 | 195621.1707 | 0 | -12398.8591 | 0 | 0 | 443675.3103 | 765280.1963 | 0 | 634939.0189 | 0 | 136995.8515 | 0 | 0 | 0 | 1537215.0668 | 0 | -440231.7073 | -440231.7073 | 0 | 0 | 0 | 0 | 1540658.6698 | 8493229.883 | New Purchased Steam EUI |  |  |  |  | 395.6098 | 7622.6147 | 40547.2381 | 11318.1801 | 5335.8303 | 0 | 0 | 5335.8303 | 5982.3498 | 0 | 0 | 0 | 0 | 40547.2381 | 7411.8121 | 0 | 0 | 7411.8121 | 3906.368 | 170731.7073 | 0 | 0 | 170731.7073 | 396 | 7630.1339 | 40587.2354 | 10598.7477 | 5341.0937 | 0 | 0 | 5341.0937 | 2289.0402 | 28411.0648 | 0 | 0 | 28411.0648 | 12176.1706 | 7419.1234 | 0 | 0 | 7419.1234 | 3179.6243 | 269500 | 0 | 0 | 269500
2028 | 134786.6048 | 6.366% | -8581.0856 | 718621.586 | 7.57% | -54399.7946 | 203842.7802 | 3.627% | -7393.9692 | 126205.5193 | 0 | 0 | 126205.5193 | 664221.7915 | 0 | 0 | 664221.7915 | 196448.811 | 0 | 0 | 196448.811 | 0 | -12836.0803 | 0 | 0 | 496899.9583 | 797903.3184 | 0 | 658403.0846 | 0 | 142950.071 | 0 | 0 | 0 | 1599256.4739 | 0 | -440231.7073 | -440231.7073 | 0 | 0 | 0 | 0 | 1655924.7249 | 10149154.6079 | 71.7451 | Academic |  |  |  | 405.3659 | 7810.5953 | 41547.17 | 11632.2932 | 5467.4167 | 0 | 0 | 5467.4167 | 6164.8765 | 0 | 0 | 0 | 0 | 41547.17 | 7594.5942 | 0 | 0 | 7594.5942 | 4037.6991 | 170731.7073 | 0 | 0 | 170731.7073 | 418 | 8054.0302 | 42842.0818 | 11187.567 | 5637.8212 | 0 | 0 | 5637.8212 | 2416.2091 | 29989.4573 | 0 | 0 | 29989.4573 | 12852.6245 | 7831.2969 | 0 | 0 | 7831.2969 | 3356.2701 | 269500 | 0 | 0 | 269500
2029 | 134974.5855 | 6.588% | -8891.7727 | 719621.5179 | 7.792% | -56076.1804 | 204978.3974 | 3.758% | -7702.9375 | 126082.8128 | 0 | 0 | 126082.8128 | 663545.3375 | 0 | 0 | 663545.3375 | 197275.4599 | 0 | 0 | 197275.4599 | 0 | -13274.1234 | 0 | 0 | 553746.3085 | 830926.193 | 0 | 682085.9174 | 0 | 148923.4591 | 0 | 0 | 0 | 1661935.5695 | 0 | -440231.7073 | -440231.7073 | 0 | 0 | 0 | 0 | 1775450.1706 | 11924604.7785 | 71.7451 | Medical |  |  |  | 415.122 | 7998.5759 | 42547.1019 | 11947.3979 | 5599.0032 | 0 | 0 | 5599.0032 | 6348.3947 | 0 | 0 | 0 | 0 | 42547.1019 | 7777.3762 | 0 | 0 | 7777.3762 | 4170.0216 | 170731.7073 | 0 | 0 | 170731.7073 | 440 | 8477.9266 | 45096.9282 | 11776.3863 | 5934.5486 | 0 | 0 | 5934.5486 | 2543.378 | 31567.8498 | 0 | 0 | 31567.8498 | 13529.0785 | 8243.4704 | 0 | 0 | 8243.4704 | 3532.9159 | 269500 | 0 | 0 | 269500
2030 | 135162.5661 | 6.809% | -9203.4227 | 720621.4498 | 8.014% | -57752.5662 | 206114.0147 | 3.888% | -8012.8689 | 125959.1434 | 0 | 0 | 125959.1434 | 662868.8836 | 0 | 0 | 662868.8836 | 198101.1458 | 0 | 0 | 198101.1458 | 0 | -13712.965 | 0 | 0 | 614265.9789 | 864349.7899 | 0 | 705989.1185 | 0 | 154915.4653 | 0 | 0 | 0 | 1725254.3737 | 0 | -440231.7073 | -440231.7073 | 0 | 0 | 0 | 0 | 1899288.6453 | 13823893.4238 | 71.7451 | Residential |  |  |  | 424.878 | 8186.5566 | 43547.0338 | 12263.4655 | 5730.5896 | 0 | 0 | 5730.5896 | 6532.8759 | 0 | 0 | 0 | 0 | 43547.0338 | 7960.1583 | 0 | 0 | 7960.1583 | 4303.3072 | 170731.7073 | 0 | 0 | 170731.7073 | 462 | 8901.8229 | 47351.7746 | 12365.2057 | 6231.276 | 0 | 0 | 6231.276 | 2670.5469 | 33146.2422 | 0 | 0 | 33146.2422 | 14205.5324 | 8655.644 | 0 | 0 | 8655.644 | 3709.5617 | 269500 | 0 | 0 | 269500
2031 | 135350.5467 | 7.031% | -9516.0084 | 721621.3817 | 8.235% | -59428.952 | 207249.6319 | 4.016% | -8323.7358 | 125834.5384 | 0 | 0 | 125834.5384 | 662192.4297 | 0 | 0 | 662192.4297 | 198925.896 | 0 | 0 | 198925.896 | 0 | -14152.5821 | 0 | 0 | 683845.8474 | 898175.1567 | 0 | 730114.2994 | 0 | 160925.5597 | 0 | 0 | 0 | 1789215.0158 | 0 | -440231.7073 | -440231.7073 | 0 | 0 | 0 | 0 | 2032829.1558 | 15856722.5796 | 71.7451 | Weighted Average EUI for New |  |  |  | 434.6341 | 8374.5372 | 44546.9657 | 12580.4687 | 5862.1761 | 0 | 0 | 5862.1761 | 6718.2926 | 0 | 0 | 0 | 0 | 44546.9657 | 8142.9403 | 0 | 0 | 8142.9403 | 4437.5284 | 170731.7073 | 0 | 0 | 170731.7073 | 484 | 9325.7192 | 49606.621 | 12954.025 | 6528.0035 | 0 | 0 | 6528.0035 | 2797.7158 | 34724.6347 | 0 | 0 | 34724.6347 | 14881.9863 | 9067.8175 | 0 | 0 | 9067.8175 | 3886.2075 | 269500 | 0 | 0 | 269500
2032 | 135538.5274 | 7.252% | -9829.5033 | 722621.3136 | 8.456% | -61105.3378 | 208385.2491 | 4.144% | -8635.512 | 125709.0241 | 0 | 0 | 125709.0241 | 661515.9758 | 0 | 0 | 661515.9758 | 199749.7371 | 0 | 0 | 199749.7371 | 0 | -14592.9531 | 0 | 0 | 757823.275 | 932403.415 | 0 | 754463.0825 | 0 | 166953.2323 | 0 | 0 | 0 | 1853819.7298 | 0 | -440231.7073 | -440231.7073 | 0 | 0 | 0 | 0 | 2171411.2975 | 18028133.8771 | New Purchased Cooling EUI |  |  |  |  | 444.3902 | 8562.5178 | 45546.8976 | 12898.3811 | 5993.7625 | 0 | 0 | 5993.7625 | 6904.6186 | 0 | 0 | 0 | 0 | 45546.8976 | 8325.7224 | 0 | 0 | 8325.7224 | 4572.6587 | 170731.7073 | 0 | 0 | 170731.7073 | 506 | 9749.6155 | 51861.4675 | 13542.8443 | 6824.7309 | 0 | 0 | 6824.7309 | 2924.8847 | 36303.0272 | 0 | 0 | 36303.0272 | 15558.4402 | 9479.991 | 0 | 0 | 9479.991 | 4062.8533 | 269500 | 0 | 0 | 269500
2033 | 135726.508 | 7.474% | -10143.882 | 723621.2455 | 8.676% | -62781.7236 | 209520.8663 | 4.271% | -8948.172 | 125582.626 | 0 | 0 | 125582.626 | 660839.5218 | 0 | 0 | 660839.5218 | 200572.6943 | 0 | 0 | 200572.6943 | 0 | -15034.0568 | 0 | 0 | 829399.522 | 967035.7587 | 0 | 779037.1005 | 0 | 172997.9924 | 0 | 0 | 0 | 1919070.8516 | 0 | -440231.7073 | -440231.7073 | 0 | 0 | 0 | 0 | 2308238.6662 | 20336372.5434 | 18.7352 | Academic |  |  |  | 454.1463 | 8750.4985 | 46546.8295 | 13217.1773 | 6125.3489 | 0 | 0 | 6125.3489 | 7091.8284 | 0 | 0 | 0 | 0 | 46546.8295 | 8508.5044 | 0 | 0 | 8508.5044 | 4708.6729 | 170731.7073 | 0 | 0 | 170731.7073 | 528 | 10173.5119 | 54116.3139 | 14131.6636 | 7121.4583 | 0 | 0 | 7121.4583 | 3052.0536 | 37881.4197 | 0 | 0 | 37881.4197 | 16234.8942 | 9892.1645 | 0 | 0 | 9892.1645 | 4239.4991 | 269500 | 0 | 0 | 269500
2034 | 135914.4886 | 7.695% | -10459.1201 | 724621.1773 | 8.895% | -64458.1094 | 210656.4835 | 4.397% | -9261.6914 | 125455.3686 | 0 | 0 | 125455.3686 | 660163.0679 | 0 | 0 | 660163.0679 | 201394.7921 | 0 | 0 | 201394.7921 | 0 | -15475.8729 | 0 | 0 | 897801.4809 | 1002073.4512 | 0 | 803837.9971 | 0 | 179059.367 | 0 | 0 | 0 | 1984970.8153 | 0 | -440231.7073 | -440231.7073 | 0 | 0 | 0 | 0 | 2442540.5889 | 22778913.1323 | 18.7352 | Medical |  |  |  | 463.9024 | 8938.4791 | 47546.7613 | 13536.833 | 6256.9354 | 0 | 0 | 6256.9354 | 7279.8976 | 0 | 0 | 0 | 0 | 47546.7613 | 8691.2865 | 0 | 0 | 8691.2865 | 4845.5465 | 170731.7073 | 0 | 0 | 170731.7073 | 550 | 10597.4082 | 56371.1603 | 14720.4829 | 7418.1857 | 0 | 0 | 7418.1857 | 3179.2225 | 39459.8122 | 0 | 0 | 39459.8122 | 16911.3481 | 10304.3381 | 0 | 0 | 10304.3381 | 4416.1449 | 269500 | 0 | 0 | 269500
2035 | 136102.4693 | 7.917% | -10775.194 | 725621.1092 | 9.114% | -66134.4952 | 211792.1007 | 4.521% | -9576.0466 | 125327.2753 | 0 | 0 | 125327.2753 | 659486.614 | 0 | 0 | 659486.614 | 202216.0541 | 0 | 0 | 202216.0541 | 0 | -15918.382 | 0 | 0 | 969689.3516 | 1037517.8233 | 0 | 828867.4267 | 0 | 185136.9007 | 0 | 0 | 0 | 2051522.1507 | 0 | -440231.7073 | -440231.7073 | 0 | 0 | 0 | 0 | 2580979.7949 | 25359892.9271 | 18.7352 | Residential |  |  |  | 473.6585 | 9126.4597 | 48546.6932 | 13857.3244 | 6388.5218 | 0 | 0 | 6388.5218 | 7468.8026 | 0 | 0 | 0 | 0 | 48546.6932 | 8874.0685 | 0 | 0 | 8874.0685 | 4983.2559 | 170731.7073 | 0 | 0 | 170731.7073 | 572 | 11021.3045 | 58626.0067 | 15309.3022 | 7714.9132 | 0 | 0 | 7714.9132 | 3306.3914 | 41038.2047 | 0 | 0 | 41038.2047 | 17587.802 | 10716.5116 | 0 | 0 | 10716.5116 | 4592.7907 | 269500 | 0 | 0 | 269500
2036 | 136290.4499 | 8.139% | -11092.081 | 726621.0411 | 9.332% | -67810.8811 | 212927.7179 | 4.645% | -9891.2149 | 125198.369 | 0 | 0 | 125198.369 | 658810.1601 | 0 | 0 | 658810.1601 | 203036.5031 | 0 | 0 | 203036.5031 | 0 | -16361.5651 | 0 | 0 | 1052263.978 | 1073370.2706 | 0 | 854127.0547 | 0 | 191230.1544 | 0 | 0 | 0 | 2118727.4797 | 0 | -440231.7073 | -440231.7073 | 0 | 0 | 0 | 0 | 2730759.7504 | 28090652.6775 | 18.7352 | Weighted Average EUI for New |  |  |  | 483.4146 | 9314.4404 | 49546.6251 | 14178.629 | 6520.1083 | 0 | 0 | 6520.1083 | 7658.5207 | 0 | 0 | 0 | 0 | 49546.6251 | 9056.8506 | 0 | 0 | 9056.8506 | 5121.7784 | 170731.7073 | 0 | 0 | 170731.7073 | 594 | 11445.2009 | 60880.8531 | 15898.1216 | 8011.6406 | 0 | 0 | 8011.6406 | 3433.5603 | 42616.5972 | 0 | 0 | 42616.5972 | 18264.2559 | 11128.6851 | 0 | 0 | 11128.6851 | 4769.4365 | 269500 | 0 | 0 | 269500
2037 | 136478.4305 | 8.36% | -11409.7592 | 727620.973 | 9.55% | -69487.2669 | 214063.3352 | 4.768% | -10207.1744 | 125068.6714 | 0 | 0 | 125068.6714 | 658133.7061 | 0 | 0 | 658133.7061 | 203856.1608 | 0 | 0 | 203856.1608 | 0 | -16805.4042 | 0 | 0 | 1137645.7231 | 1109632.2522 | 0 | 879618.5573 | 0 | 197338.7049 | 0 | 0 | 0 | 2186589.5144 | 0 | -440231.7073 | -440231.7073 | 0 | 0 | 0 | 0 | 2884003.5301 | 30974656.2076 | [5 empty] | 493.1707 | 9502.421 | 50546.557 | 14500.7247 | 6651.6947 | 0 | 0 | 6651.6947 | 7849.03 | 0 | 0 | 0 | 0 | 50546.557 | 9239.6326 | 0 | 0 | 9239.6326 | 5261.0921 | 170731.7073 | 0 | 0 | 170731.7073 | 616 | 11869.0972 | 63135.6995 | 16486.9409 | 8308.368 | 0 | 0 | 8308.368 | 3560.7292 | 44194.9897 | 0 | 0 | 44194.9897 | 18940.7099 | 11540.8586 | 0 | 0 | 11540.8586 | 4946.0823 | 269500 | 0 | 0 | 269500
2038 | 136666.4112 | 8.582% | -11728.2075 | 728620.9049 | 9.767% | -71163.6527 | 215198.9524 | 4.89% | -10523.904 | 124938.2037 | 0 | 0 | 124938.2037 | 657457.2522 | 0 | 0 | 657457.2522 | 204675.0484 | 0 | 0 | 204675.0484 | 0 | -17249.8818 | 0 | 0 | 1225665.7272 | 1146305.2882 | 0 | 905343.6217 | 0 | 203462.1439 | 0 | 0 | 0 | 2255111.0538 | 0 | -440231.7073 | -440231.7073 | 0 | 0 | 0 | 0 | 3040545.0737 | 34015201.2813 | Building Cost Premium per GSF |  |  |  |  | 502.9268 | 9690.4016 | 51546.4889 | 14823.5906 | 6783.2812 | 0 | 0 | 6783.2812 | 8040.3094 | 0 | 0 | 0 | 0 | 51546.4889 | 9422.4147 | 0 | 0 | 9422.4147 | 5401.1759 | 170731.7073 | 0 | 0 | 170731.7073 | 638 | 12292.9935 | 65390.5459 | 17075.7602 | 8605.0955 | 0 | 0 | 8605.0955 | 3687.8981 | 45773.3821 | 0 | 0 | 45773.3821 | 19617.1638 | 11953.0321 | 0 | 0 | 11953.0321 | 5122.7281 | 269500 | 0 | 0 | 269500
2039 | 136854.3918 | 8.803% | -12047.4055 | 729620.8368 | 9.983% | -72840.0385 | 216334.5696 | 5.011% | -10841.3833 | 124806.9863 | 0 | 0 | 124806.9863 | 656780.7983 | 0 | 0 | 656780.7983 | 205493.1863 | 0 | 0 | 205493.1863 | 0 | -17694.9809 | 0 | 0 | 1316168.27 | 1183390.9581 | 0 | 931303.9464 | 0 | 209600.0778 | 0 | 0 | 0 | 2324294.9822 | 0 | -440231.7073 | -440231.7073 | 0 | 0 | 0 | 0 | 3200231.5449 | 37215432.8262 | 17.5 | Academic |  | 5% | Premium | 512.6829 | 9878.3823 | 52546.4208 | 15147.2062 | 6914.8676 | 0 | 0 | 6914.8676 | 8232.3386 | 0 | 0 | 0 | 0 | 52546.4208 | 9605.1967 | 0 | 0 | 9605.1967 | 5542.0095 | 170731.7073 | 0 | 0 | 170731.7073 | 660 | 12716.8898 | 67645.3923 | 17664.5795 | 8901.8229 | 0 | 0 | 8901.8229 | 3815.067 | 47351.7746 | 0 | 0 | 47351.7746 | 20293.6177 | 12365.2057 | 0 | 0 | 12365.2057 | 5299.3739 | 269500 | 0 | 0 | 269500
2040 | 137042.3724 | 9.024% | -12367.3337 | 730620.7687 | 10.2% | -74516.4243 | 217470.1868 | 5.132% | -11159.5927 | 124675.0388 | 0 | 0 | 124675.0388 | 656104.3444 | 0 | 0 | 656104.3444 | 206310.5941 | 0 | 0 | 206310.5941 | 0 | -18140.6853 | 0 | 0 | 1412623.1423 | 1220890.8991 | 0 | 957501.2406 | 0 | 215752.1263 | 0 | 0 | 0 | 2394144.266 | 0 | -440231.7073 | -440231.7073 | 0 | 0 | 0 | 0 | 3366535.7011 | 40581968.5273 | 17.5 | Medical |  |  |  | 522.439 | 10066.3629 | 53546.3527 | 15471.5519 | 7046.454 | 0 | 0 | 7046.454 | 8425.0978 | 0 | 0 | 0 | 0 | 53546.3527 | 9787.9788 | 0 | 0 | 9787.9788 | 5683.5731 | 170731.7073 | 0 | 0 | 170731.7073 | 682 | 13140.7862 | 69900.2387 | 18253.3988 | 9198.5503 | 0 | 0 | 9198.5503 | 3942.2359 | 48930.1671 | 0 | 0 | 48930.1671 | 20970.0716 | 12777.3792 | 0 | 0 | 12777.3792 | 5476.0196 | 269500 | 0 | 0 | 269500
2041 | 137230.3531 | 9.246% | -12687.9729 | 731620.7006 | 10.41% | -76192.8101 | 218605.804 | 5.251% | -11478.5132 | 124542.3802 | 0 | 0 | 124542.3802 | 655427.8905 | 0 | 0 | 655427.8905 | 207127.2908 | 0 | 0 | 207127.2908 | 0 | -18586.9792 | 0 | 0 | 1510209.9145 | 1258806.8045 | 0 | 983937.2253 | 0 | 221917.9228 | 0 | 0 | 0 | 2464661.9525 | 0 | -440231.7073 | -440231.7073 | 0 | 0 | 0 | 0 | 3534640.1597 | 44116608.687 | 17.5 | Residential |  |  |  | 532.1951 | 10254.3435 | 54546.2846 | 15796.6086 | 7178.0405 | 0 | 0 | 7178.0405 | 8618.5681 | 0 | 0 | 0 | 0 | 54546.2846 | 9970.7608 | 0 | 0 | 9970.7608 | 5825.8478 | 170731.7073 | 0 | 0 | 170731.7073 | 704 | 13564.6825 | 72155.0851 | 18842.2182 | 9495.2778 | 0 | 0 | 9495.2778 | 4069.4048 | 50508.5596 | 0 | 0 | 50508.5596 | 21646.5255 | 13189.5527 | 0 | 0 | 13189.5527 | 5652.6654 | 269500 | 0 | 0 | 269500
2042 | 137418.3337 | 9.467% | -13009.3049 | 732620.6325 | 10.63% | -77869.1959 | 219741.4212 | 5.369% | -11798.1265 | 124409.0288 | 0 | 0 | 124409.0288 | 654751.4365 | 0 | 0 | 654751.4365 | 207943.2947 | 0 | 0 | 207943.2947 | 0 | -19033.8474 | 0 | 0 | 1608355.4034 | 1297140.4221 | 0 | 1010613.6322 | 0 | 228097.1129 | 0 | 0 | 0 | 2535851.1672 | 0 | -440231.7073 | -440231.7073 | 0 | 0 | 0 | 0 | 3703974.8633 | 47820583.5503 | [5 empty] | 541.9512 | 10442.3242 | 55546.2165 | 16122.3581 | 7309.6269 | 0 | 0 | 7309.6269 | 8812.7312 | 0 | 0 | 0 | 0 | 55546.2165 | 10153.5429 | 0 | 0 | 10153.5429 | 5968.8153 | 170731.7073 | 0 | 0 | 170731.7073 | 726 | 13988.5788 | 74409.9316 | 19431.0375 | 9792.0052 | 0 | 0 | 9792.0052 | 4196.5736 | 52086.9521 | 0 | 0 | 52086.9521 | 22322.9795 | 13601.7262 | 0 | 0 | 13601.7262 | 5829.3112 | 269500 | 0 | 0 | 269500
2043 | 137606.3143 | 9.688% | -13331.3119 | 733620.5644 | 10.84% | -79545.5817 | 220877.0384 | 5.486% | -12118.4149 | 124275.0024 | 0 | 0 | 124275.0024 | 654074.9826 | 0 | 0 | 654074.9826 | 208758.6236 | 0 | 0 | 208758.6236 | 0 | -19481.2753 | 0 | 0 | 1717349.5515 | 1335893.553 | 0 | 1037532.2048 | 0 | 234289.3543 | 0 | 0 | 0 | 2607715.1121 | 0 | -440231.7073 | -440231.7073 | 0 | 0 | 0 | 0 | 3884832.9563 | 51705416.5066 | % Share of Renovated Space by Building Type |  |  |  |  | 551.7073 | 10630.3048 | 56546.1484 | 16448.7828 | 7441.2134 | 0 | 0 | 7441.2134 | 9007.5694 | 0 | 0 | 0 | 0 | 56546.1484 | 10336.3249 | 0 | 0 | 10336.3249 | 6112.4578 | 170731.7073 | 0 | 0 | 170731.7073 | 748 | 14412.4752 | 76664.778 | 20019.8568 | 10088.7326 | 0 | 0 | 10088.7326 | 4323.7425 | 53665.3446 | 0 | 0 | 53665.3446 | 22999.4334 | 14013.8997 | 0 | 0 | 14013.8997 | 6005.957 | 269500 | 0 | 0 | 269500
2044 | 137794.295 | 9.909% | -13653.977 | 734620.4962 | 11.06% | -81221.9676 | 222012.6557 | 5.603% | -12439.3612 | 124140.318 | 0 | 0 | 124140.318 | 653398.5287 | 0 | 0 | 653398.5287 | 209573.2945 | 0 | 0 | 209573.2945 | 0 | -19929.2487 | 0 | 0 | 1839387.1683 | 1375068.0499 | 0 | 1064694.6977 | 0 | 240494.3166 | 0 | 0 | 0 | 2680257.0642 | 0 | -440231.7073 | -440231.7073 | 0 | 0 | 0 | 0 | 4079412.5251 | 55784829.0318 | 100% | Generic |  |  |  | 561.4634 | 10818.2854 | 57546.0802 | 16775.8653 | 7572.7998 | 0 | 0 | 7572.7998 | 9203.0655 | 0 | 0 | 0 | 0 | 57546.0802 | 10519.107 | 0 | 0 | 10519.107 | 6256.7584 | 170731.7073 | 0 | 0 | 170731.7073 | 770 | 14836.3715 | 78919.6244 | 20608.6761 | 10385.46 | 0 | 0 | 10385.46 | 4450.9114 | 55243.7371 | 0 | 0 | 55243.7371 | 23675.8873 | 14426.0733 | 0 | 0 | 14426.0733 | 6182.6028 | 269500 | 0 | 0 | 269500
2045 | 137982.2756 | 10.13% | -13977.2834 | 735620.4281 | 11.27% | -82898.3534 | 223148.2729 | 5.719% | -12760.949 | 124004.9922 | 0 | 0 | 124004.9922 | 652722.0748 | 0 | 0 | 652722.0748 | 210387.3239 | 0 | 0 | 210387.3239 | 0 | -20377.7539 | 0 | 0 | 1977540.7429 | 1414665.8159 | 0 | 1092102.8773 | 0 | 246711.6801 | 0 | 0 | 0 | 2753480.3733 | 0 | -440231.7073 | -440231.7073 | 0 | 0 | 0 | 0 | 4290789.4089 | 60075618.4406 | 0% | 0 |  |  |  | 571.2195 | 11006.2661 | 58546.0121 | 17103.5894 | 7704.3863 | 0 | 0 | 7704.3863 | 9399.2031 | 0 | 0 | 0 | 0 | 58546.0121 | 10701.889 | 0 | 0 | 10701.889 | 6401.7003 | 170731.7073 | 0 | 0 | 170731.7073 | 792 | 15260.2678 | 81174.4708 | 21197.4954 | 10682.1875 | 0 | 0 | 10682.1875 | 4578.0803 | 56822.1296 | 0 | 0 | 56822.1296 | 24352.3412 | 14838.2468 | 0 | 0 | 14838.2468 | 6359.2486 | 269500 | 0 | 0 | 269500
2046 | 138170.2562 | 10.35% | -14301.2154 | 736620.36 | 11.48% | -84574.7392 | 224283.8901 | 5.833% | -13083.1622 | 123869.0409 | 0 | 0 | 123869.0409 | 652045.6208 | 0 | 0 | 652045.6208 | 211200.7279 | 0 | 0 | 211200.7279 | 0 | -20826.7776 | 0 | 0 | 2126646.4081 | 1454688.8037 | 0 | 1119758.5213 | 0 | 252941.1359 | 0 | 0 | 0 | 2827388.4608 | 0 | -440231.7073 | -440231.7073 | 0 | 0 | 0 | 0 | 4513803.1616 | 64589421.6023 | 0% | 0 |  |  |  | 580.9756 | 11194.2467 | 59545.944 | 17431.9388 | 7835.9727 | 0 | 0 | 7835.9727 | 9595.9661 | 0 | 0 | 0 | 0 | 59545.944 | 10884.6711 | 0 | 0 | 10884.6711 | 6547.2678 | 170731.7073 | 0 | 0 | 170731.7073 | 814 | 15684.1641 | 83429.3172 | 21786.3147 | 10978.9149 | 0 | 0 | 10978.9149 | 4705.2492 | 58400.522 | 0 | 0 | 58400.522 | 25028.7952 | 15250.4203 | 0 | 0 | 15250.4203 | 6535.8944 | 269500 | 0 | 0 | 269500
2047 | 138358.2369 | 10.57% | -14625.7573 | 737620.2919 | 11.69% | -86251.125 | 225419.5073 | 5.947% | -13405.9854 | 123732.4796 | 0 | 0 | 123732.4796 | 651369.1669 | 0 | 0 | 651369.1669 | 212013.5219 | 0 | 0 | 212013.5219 | 0 | -21276.307 | 0 | 0 | 2287989.1013 | 1495139.0137 | 0 | 1147663.4192 | 0 | 259182.3851 | 0 | 0 | 0 | 2901984.818 | 0 | -440231.7073 | -440231.7073 | 0 | 0 | 0 | 0 | 4749742.212 | 69339163.8142 | [5 empty] | 590.7317 | 11382.2273 | 60545.8759 | 17760.8983 | 7967.5591 | 0 | 0 | 7967.5591 | 9793.3392 | 0 | 0 | 0 | 0 | 60545.8759 | 11067.4531 | 0 | 0 | 11067.4531 | 6693.4452 | 170731.7073 | 0 | 0 | 170731.7073 | 836 | 16108.0605 | 85684.1636 | 22375.1341 | 11275.6423 | 0 | 0 | 11275.6423 | 4832.4181 | 59978.9145 | 0 | 0 | 59978.9145 | 25705.2491 | 15662.5938 | 0 | 0 | 15662.5938 | 6712.5402 | 269500 | 0 | 0 | 269500
2048 | 138546.2175 | 10.79% | -14950.8943 | 738620.2238 | 11.9% | -87927.5108 | 226555.1245 | 6.06% | -13729.4037 | 123595.3232 | 0 | 0 | 123595.3232 | 650692.713 | 0 | 0 | 650692.713 | 212825.7208 | 0 | 0 | 212825.7208 | 0 | -21726.3297 | 0 | 0 | 2462999.204 | 1536018.4936 | 0 | 1175819.3721 | 0 | 265435.1389 | 0 | 0 | 0 | 2977273.0046 | 0 | -440231.7073 | -440231.7073 | 0 | 0 | 0 | 0 | 5000040.5013 | 74339204.3155 | Cost of Renovated Space as % of New Space Cost |  |  |  |  | 600.4878 | 11570.208 | 61545.8078 | 18090.4529 | 8099.1456 | 0 | 0 | 8099.1456 | 9991.3073 | 0 | 0 | 0 | 0 | 61545.8078 | 11250.2352 | 0 | 0 | 11250.2352 | 6840.2177 | 170731.7073 | 0 | 0 | 170731.7073 | 858 | 16531.9568 | 87939.01 | 22963.9534 | 11572.3698 | 0 | 0 | 11572.3698 | 4959.587 | 61557.307 | 0 | 0 | 61557.307 | 26381.703 | 16074.7674 | 0 | 0 | 16074.7674 | 6889.186 | 269500 | 0 | 0 | 269500
2049 | 138734.1982 | 11.01% | -15276.6119 | 739620.1557 | 12.11% | -89603.8966 | 227690.7417 | 6.172% | -14053.4026 | 123457.5862 | 0 | 0 | 123457.5862 | 650016.2591 | 0 | 0 | 650016.2591 | 213637.3391 | 0 | 0 | 213637.3391 | 0 | -22176.8338 | 0 | 0 | 2653252.4563 | 1577329.3373 | 0 | 1204228.1929 | 0 | 271699.1176 | 0 | 0 | 0 | 3053256.6477 | 0 | -440231.7073 | -440231.7073 | 0 | 0 | 0 | 0 | 5266277.3967 | 79605481.7122 | 70% |  |  |  |  | 610.2439 | 11758.1886 | 62545.7397 | 18420.588 | 8230.732 | 0 | 0 | 8230.732 | 10189.856 | 0 | 0 | 0 | 0 | 62545.7397 | 11433.0172 | 0 | 0 | 11433.0172 | 6987.5708 | 170731.7073 | 0 | 0 | 170731.7073 | 880 | 16955.8531 | 90193.8564 | 23552.7727 | 11869.0972 | 0 | 0 | 11869.0972 | 5086.7559 | 63135.6995 | 0 | 0 | 63135.6995 | 27058.1569 | 16486.9409 | 0 | 0 | 16486.9409 | 7065.8318 | 269500 | 0 | 0 | 269500
2050 | 138922.1788 | 11.23% | -15602.8961 | 740620.0876 | 12.32% | -91280.2824 | 228826.3589 | 6.283% | -14377.9681 | 123319.2826 | 0 | 0 | 123319.2826 | 649339.8051 | 0 | 0 | 649339.8051 | 214448.3908 | 0 | 0 | 214448.3908 | 0 | -22627.8077 | 0 | 0 | 2860469.05 | 1619073.6832 | 0 | 1232891.7065 | 0 | 277974.0504 | 0 | 0 | 0 | 3129939.4401 | 0 | -440231.7073 | -440231.7073 | 0 | 0 | 0 | 0 | 5550176.7828 | 85155658.495 | [5 empty] | 620 | 11946.1693 | 63545.6716 | 18751.2898 | 8362.3185 | 0 | 0 | 8362.3185 | 10388.9713 | 0 | 0 | 0 | 0 | 63545.6716 | 11615.7993 | 0 | 0 | 11615.7993 | 7135.4905 | 170731.7073 | 0 | 0 | 170731.7073 | 902 | 17379.7495 | 92448.7028 | 24141.592 | 12165.8246 | 0 | 0 | 12165.8246 | 5213.9248 | 64714.092 | 0 | 0 | 64714.092 | 27734.6109 | 16899.1144 | 0 | 0 | 16899.1144 | 7242.4776 | 269500 | 0 | 0 | 269500
Incremental EUI as result of renovation
[45 empty] | 0 | Electricity EUI
[45 empty] | 0 | Purchased Steam EUI
[45 empty] | 39.75 | Purchased Chilled Water EUI
[45 empty] | 39.75 | Total EUI
HOME

## GreenIT
|  | Actionable Alternative: | Green IT | [6 empty] | NPV through 2050 | Cumulative Carbon Abatement (2010 - 2050) | Contribution toward Neutralilty in |  | Average
|  | Year Implemented: | 2010 | [5 empty] | Avoided Compliance Risk: | 2705424.3082 | 222125.6882 | 2050
|  | Reference Case: | BehaviorChange | [5 empty] | Incremental Fuel Savings (Cost): | 10001436.6626 | Average | 5845.4128 |  | 722804.6315
|  |  | Return to Summary | [5 empty] | Avoided Capital Cost: | 0 | 5417.6997 | 0.5346% |  | 0
|  | Wedge Group: | Information Technology | [5 empty] | New Capital Cost: | -22523.1701 |  |  |  | -682.9268
[9 empty] | Avoided Operating Costs: | 0 |  |  |  | 0
[9 empty] | New Operating Costs: | -277803.9881 |  |  |  | -19463.4146
[9 empty] | Incremental Cash Flow: | 12406533.8125
[9 empty] | DPI: | 551.8343
IRR:
[9 empty] | Simple Payback: | 2
[9 empty] | Total Incremental Savings (Cost) w/o Compliance Savings: | 9701109.5043
[9 empty] | Levelized Cost (Savings) per MTCDE Avoided: | -125.4547
[9 empty] | Levelized Avoided Compliance Cost per MTCDE Avoided: | 34.9865
| Incremental Utility Demand Savings | [8 empty] | Electricity Supply |  |  |  | Steam Supply |  |  |  | Chilled Water Supply |  |  |  | GHG and Compliance Risk Reductions |  |  |  |  | Incremental Fuel Savings (Cost) | [8 empty] | Incremental Non-Fuel OPEX/Capital Savings (Cost) | [6 empty] | Cash Flow
| Reference Electric Load | % Reduction from Reference | Change in Electricity Demand | Reference Steam Load | % Reduction from Reference | Change in Steam Demand | Reference Chilled Water Load | % Reduction from Reference | Change in Chilled Water Demand | Beginning Required P/E | Displaced P/E | New Electricity Source | Ending Required P/E | Beginning Required Steam | Displaced Steam | New Heat Source | Ending Required Steam | Beginning Required Chilled Water | Displaced Chilled Water | New Cooling Source | Ending Required Chilled Water | Scope 1 | Scope 2 | Scope 3 (Commuting) | Scope 3 (Air Travel, other) | Avoided Compliance Risk | Electricity Savings | New Electricity Source Fuel Cost | Steam Savings | New Steam Source Fuel Cost | Chilled Water Savings | New Chilled Water Source Fuel Cost | NG Savings | Campus Fleet Fuel | Incremental Fuel Savings (Cost) | Avoided Capital Cost | New Capital Cost | Incremental Capital | Avoided Operating Costs | New Operating Costs | Incremental OPEX | Other Revenue | Incremental Cash Flow | Cumulative Cash Flow | Notes/Description of Assumptions Please describe all assumptions for modeling here:
FYE | MWh |  | MWh | MMBtu |  | MMBtu | MMBtu |  | MMBtu | MWh | MWh | MWh | MWh | MMBtu | MMBtu | MMBtu | MMBtu | MMBtu | MMBtu | MMBtu | MMBtu | MTCDE | MTCDE | MTCDE | MTCDE | 2010 $ | 2010 $ | 2010 $ | 2010 $ | 2010 $ | 2010 $ | 2010 $ | 2010 $ | 2010 $ | 2010 $ | 2010 $ | 2010 $ | 2010 $ | 2010 $ | 2010 $ | 2010 $ | 2010 $ | 2010 $ | 2010 $ |  | Cumulative Savings
2010 | 127163.9902 | 0% | 0 | 678074.3479 | 0% | 0 | 177513.4772 | 0% | 0 | 127163.9902 | 0 | 0 | 127163.9902 | 678074.3479 | 0 | 0 | 678074.3479 | 177513.4772 | 0 | 0 | 177513.4772 | 0 | 0 | 0 | 0 | 0 | 0 | 0 | 0 | 0 | 0 | 0 | 0 | 0 | 0 | 0 | 0 | 0 | 0 | 0 | 0 | 0 | 0 | 0 | 8230 | Electric Savings (MWh)
2011 | 125518.3696 | 0% | 0 | 662488.4232 | 0% | 0 | 174929.2715 | 0% | 0 | 125518.3696 | 0 | 0 | 125518.3696 | 662488.4232 | 0 | 0 | 662488.4232 | 174929.2715 | 0 | 0 | 174929.2715 | 0 | 0 | 0 | 0 | 0 | 0 | 0 | 0 | 0 | 0 | 0 | 0 | 0 | 0 | 0 | 0 | 0 | 0 | 0 | 0 | 0 | 0 | 0 |  | Steam Savings (klb)
2012 | 124128.4312 | -2.21% | -2743.3333 | 648578.8842 | 0% | 0 | 174624.6355 | 0% | 0 | 121385.0978 | 0 | 0 | 121385.0978 | 648578.8842 | 0 | 0 | 648578.8842 | 174624.6355 | 0 | 0 | 174624.6355 | 0 | -1948.4709 | 0 | 0 | 0 | 235520.9962 | 0 | 0 | 0 | 0 | 0 | 0 | 0 | 235520.9962 | 0 | -9333.3333 | -9333.3333 | 0 | -7000 | -7000 | 0 | 219187.6629 | 219187.6629 |  | Chilling Savings (ton-hr)
2013 | 122277.9076 | -4.487% | -5486.6667 | 634669.3453 | 0% | 0 | 172827.4989 | 0% | 0 | 116791.241 | 0 | 0 | 116791.241 | 634669.3453 | 0 | 0 | 634669.3453 | 172827.4989 | 0 | 0 | 172827.4989 | 0 | -3896.9419 | 0 | 0 | 0 | 473397.2025 | 0 | 0 | 0 | 0 | 0 | 0 | 0 | 473397.2025 | 0 | -9333.3333 | -9333.3333 | 0 | -14000 | -14000 | 0 | 450063.8691 | 669251.532 | 2012 | First year of implementation
2014 | 120270.0279 | -6.843% | -8230 | 620759.8064 | 0% | 0 | 170475.7082 | 0% | 0 | 112040.0279 | 0 | 0 | 112040.0279 | 620759.8064 | 0 | 0 | 620759.8064 | 170475.7082 | 0 | 0 | 170475.7082 | 0 | -5845.4128 | 0 | 0 | 0 | 713646.2827 | 0 | 0 | 0 | 0 | 0 | 0 | 0 | 713646.2827 | 0 | -9333.3333 | -9333.3333 | 0 | -21000 | -21000 | 0 | 683312.9494 | 1352564.4814 | 3 | Years For Full Implementation
2015 | 118694.0424 | -6.934% | -8230 | 606850.2675 | 0% | 0 | 169569.7468 | 0% | 0 | 110464.0424 | 0 | 0 | 110464.0424 | 606850.2675 | 0 | 0 | 606850.2675 | 169569.7468 | 0 | 0 | 169569.7468 | 0 | -5845.4128 | 0 | 0 | 59443.9718 | 717214.5141 | 0 | 0 | 0 | 0 | 0 | 0 | 0 | 717214.5141 | 0 | 0 | 0 | 0 | -21000 | -21000 | 0 | 755658.4859 | 2108222.9674 | 28000 | Total Capital Cost
2016 | 116969.8992 | -7.036% | -8230 | 598657.1917 | 0% | 0 | 169546.3587 | 0% | 0 | 108739.8992 | 0 | 0 | 108739.8992 | 598657.1917 | 0 | 0 | 598657.1917 | 169546.3587 | 0 | 0 | 169546.3587 | 0 | -5845.4128 | 0 | 0 | 68616.4146 | 720800.5867 | 0 | 0 | 0 | 0 | 0 | 0 | 0 | 720800.5867 | 0 | 0 | 0 | 0 | -21000 | -21000 | 0 | 768417.0013 | 2876639.9686
2017 | 115255.8308 | -7.141% | -8230 | 590464.1159 | 0% | 0 | 169521.5297 | 0% | 0 | 107025.8308 | 0 | 0 | 107025.8308 | 590464.1159 | 0 | 0 | 590464.1159 | 169521.5297 | 0 | 0 | 169521.5297 | 0 | -5845.4128 | 0 | 0 | 78216.6373 | 724404.5896 | 0 | 0 | 0 | 0 | 0 | 0 | 0 | 724404.5896 | 0 | 0 | 0 | 0 | -21000 | -21000 | 0 | 781621.227 | 3658261.1956 | Source: Jeannette LeBoyer (AEI)/Jeff Gumpf (CWRU)
2018 | 113669.5741 | -7.24% | -8230 | 582271.0401 | 0% | 0 | 169495.3064 | 0% | 0 | 105439.5741 | 0 | 0 | 105439.5741 | 582271.0401 | 0 | 0 | 582271.0401 | 169495.3064 | 0 | 0 | 169495.3064 | 0 | -5845.4128 | 0 | 0 | 88231.3827 | 728026.6126 | 0 | 0 | 0 | 0 | 0 | 0 | 0 | 728026.6126 | 0 | 0 | 0 | 0 | -21000 | -21000 | 0 | 795257.9953 | 4453519.1908
2019 | 112091.2199 | -7.342% | -8230 | 574077.9643 | 0% | 0 | 169467.7337 | 0% | 0 | 103861.2199 | 0 | 0 | 103861.2199 | 574077.9643 | 0 | 0 | 574077.9643 | 169467.7337 | 0 | 0 | 169467.7337 | 0 | -5845.4128 | 0 | 0 | 98647.5315 | 731666.7456 | 0 | 0 | 0 | 0 | 0 | 0 | 0 | 731666.7456 | 0 | 0 | 0 | 0 | -21000 | -21000 | 0 | 809314.2771 | 5262833.468 | 6480 | MWh | Centralized Energy Management of PC
2020 | 110520.8254 | -7.447% | -8230 | 565884.8885 | 0% | 0 | 169438.8545 | 0% | 0 | 102290.8254 | 0 | 0 | 102290.8254 | 565884.8885 | 0 | 0 | 565884.8885 | 169438.8545 | 0 | 0 | 169438.8545 | 0 | -5845.4128 | 0 | 0 | 109452.1058 | 735325.0794 | 0 | 0 | 0 | 0 | 0 | 0 | 0 | 735325.0794 | 0 | 0 | 0 | 0 | -21000 | -21000 | 0 | 823777.1852 | 6086610.6531 | 1750 | MWh | Server Virtualization
2021 | 108958.4455 | -7.553% | -8230 | 557691.8127 | 0% | 0 | 169408.7098 | 0% | 0 | 100728.4455 | 0 | 0 | 100728.4455 | 557691.8127 | 0 | 0 | 557691.8127 | 169408.7098 | 0 | 0 | 169408.7098 | 0 | -5845.4128 | 0 | 0 | 121917.7256 | 739001.7048 | 0 | 0 | 0 | 0 | 0 | 0 | 0 | 739001.7048 | 0 | 0 | 0 | 0 | -21000 | -21000 | 0 | 839919.4304 | 6926530.0835
2022 | 107404.1328 | -7.663% | -8230 | 549498.7369 | 0% | 0 | 169377.339 | 0% | 0 | 99174.1328 | 0 | 0 | 99174.1328 | 549498.7369 | 0 | 0 | 549498.7369 | 169377.339 | 0 | 0 | 169377.339 | 0 | -5845.4128 | 0 | 0 | 134864.4016 | 742696.7133 | 0 | 0 | 0 | 0 | 0 | 0 | 0 | 742696.7133 | 0 | 0 | 0 | 0 | -21000 | -21000 | 0 | 856561.1149 | 7783091.1984 | 1.5 | per computer per year
2023 | 106305.5401 | -7.742% | -8230 | 541305.6611 | 0% | 0 | 169344.7798 | 0% | 0 | 98075.5401 | 0 | 0 | 98075.5401 | 541305.6611 | 0 | 0 | 541305.6611 | 169344.7798 | 0 | 0 | 169344.7798 | 0 | -5845.4128 | 0 | 0 | 148272.7361 | 746410.1969 | 0 | 0 | 0 | 0 | 0 | 0 | 0 | 746410.1969 | 0 | 0 | 0 | 0 | -21000 | -21000 | 0 | 873682.9329 | 8656774.1313 | 14000 | computers
2024 | 105940.8915 | -7.768% | -8230 | 534900.7297 | 0% | 0 | 168479.3617 | 0% | 0 | 97710.8915 | 0 | 0 | 97710.8915 | 534900.7297 | 0 | 0 | 534900.7297 | 168479.3617 | 0 | 0 | 168479.3617 | 0 | -5845.4128 | 0 | 0 | 162123.4649 | 750142.2478 | 0 | 0 | 0 | 0 | 0 | 0 | 0 | 750142.2478 | 0 | 0 | 0 | 0 | -21000 | -21000 | 0 | 891265.7128 | 9548039.8441 | 28000 | Centralized Energy Management of PC
2025 | 105575.1815 | -7.795% | -8230 | 528495.7982 | 0% | 0 | 167612.8263 | 0% | 0 | 97345.1815 | 0 | 0 | 97345.1815 | 528495.7982 | 0 | 0 | 528495.7982 | 167612.8263 | 0 | 0 | 167612.8263 | 0 | -5845.4128 | 0 | 0 | 176397.4584 | 753892.9591 | 0 | 0 | 0 | 0 | 0 | 0 | 0 | 753892.9591 | 0 | 0 | 0 | 0 | -21000 | -21000 | 0 | 909290.4175 | 10457330.2616
2026 | 105208.4416 | -7.823% | -8230 | 522090.8668 | 0% | 0 | 166745.2068 | 0% | 0 | 96978.4416 | 0 | 0 | 96978.4416 | 522090.8668 | 0 | 0 | 522090.8668 | 166745.2068 | 0 | 0 | 166745.2068 | 0 | -5845.4128 | 0 | 0 | 192533.0916 | 757662.4239 | 0 | 0 | 0 | 0 | 0 | 0 | 0 | 757662.4239 | 0 | 0 | 0 | 0 | -21000 | -21000 | 0 | 929195.5155 | 11386525.7771
2027 | 104840.7025 | -7.85% | -8230 | 515685.9354 | 0% | 0 | 165876.5355 | 0% | 0 | 96610.7025 | 0 | 0 | 96610.7025 | 515685.9354 | 0 | 0 | 515685.9354 | 165876.5355 | 0 | 0 | 165876.5355 | 0 | -5845.4128 | 0 | 0 | 209169.6773 | 761450.736 | 0 | 0 | 0 | 0 | 0 | 0 | 0 | 761450.736 | 0 | 0 | 0 | 0 | -21000 | -21000 | 0 | 949620.4133 | 12336146.1904
2028 | 104471.9933 | -7.878% | -8230 | 509281.004 | 0% | 0 | 165006.843 | 0% | 0 | 96241.9933 | 0 | 0 | 96241.9933 | 509281.004 | 0 | 0 | 509281.004 | 165006.843 | 0 | 0 | 165006.843 | 0 | -5845.4128 | 0 | 0 | 226282.8945 | 765257.9897 | 0 | 0 | 0 | 0 | 0 | 0 | 0 | 765257.9897 | 0 | 0 | 0 | 0 | -21000 | -21000 | 0 | 970540.8842 | 13306687.0746
2029 | 104102.3422 | -7.906% | -8230 | 502876.0725 | 0% | 0 | 164136.1591 | 0% | 0 | 95872.3422 | 0 | 0 | 95872.3422 | 502876.0725 | 0 | 0 | 502876.0725 | 164136.1591 | 0 | 0 | 164136.1591 | 0 | -5845.4128 | 0 | 0 | 243848.5525 | 769084.2796 | 0 | 0 | 0 | 0 | 0 | 0 | 0 | 769084.2796 | 0 | 0 | 0 | 0 | -21000 | -21000 | 0 | 991932.8322 | 14298619.9068
2030 | 103731.7762 | -7.934% | -8230 | 496471.1411 | 0% | 0 | 163264.5122 | 0% | 0 | 95501.7762 | 0 | 0 | 95501.7762 | 496471.1411 | 0 | 0 | 496471.1411 | 163264.5122 | 0 | 0 | 163264.5122 | 0 | -5845.4128 | 0 | 0 | 261842.5888 | 772929.701 | 0 | 0 | 0 | 0 | 0 | 0 | 0 | 772929.701 | 0 | 0 | 0 | 0 | -21000 | -21000 | 0 | 1013772.2898 | 15312392.1966
2031 | 103360.3215 | -7.962% | -8230 | 490066.2097 | 0% | 0 | 162391.9296 | 0% | 0 | 95130.3215 | 0 | 0 | 95130.3215 | 490066.2097 | 0 | 0 | 490066.2097 | 162391.9296 | 0 | 0 | 162391.9296 | 0 | -5845.4128 | 0 | 0 | 282447.4902 | 776794.3495 | 0 | 0 | 0 | 0 | 0 | 0 | 0 | 776794.3495 | 0 | 0 | 0 | 0 | -21000 | -21000 | 0 | 1038241.8398 | 16350634.0364
2032 | 102988.0029 | -7.991% | -8230 | 483661.2783 | 0% | 0 | 161518.4379 | 0% | 0 | 94758.0029 | 0 | 0 | 94758.0029 | 483661.2783 | 0 | 0 | 483661.2783 | 161518.4379 | 0 | 0 | 161518.4379 | 0 | -5845.4128 | 0 | 0 | 303556.7842 | 780678.3213 | 0 | 0 | 0 | 0 | 0 | 0 | 0 | 780678.3213 | 0 | 0 | 0 | 0 | -21000 | -21000 | 0 | 1063235.1054 | 17413869.1418
2033 | 102614.8447 | -8.02% | -8230 | 477256.3468 | 0% | 0 | 160644.0623 | 0% | 0 | 94384.8447 | 0 | 0 | 94384.8447 | 477256.3468 | 0 | 0 | 477256.3468 | 160644.0623 | 0 | 0 | 160644.0623 | 0 | -5845.4128 | 0 | 0 | 322479.9998 | 784581.7129 | 0 | 0 | 0 | 0 | 0 | 0 | 0 | 784581.7129 | 0 | 0 | 0 | 0 | -21000 | -21000 | 0 | 1086061.7127 | 18499930.8545
2034 | 102493.9502 | -8.03% | -8230 | 476579.8929 | 0% | 0 | 161466.1601 | 0% | 0 | 94263.9502 | 0 | 0 | 94263.9502 | 476579.8929 | 0 | 0 | 476579.8929 | 161466.1601 | 0 | 0 | 161466.1601 | 0 | -5845.4128 | 0 | 0 | 339109.8094 | 788504.6214 | 0 | 0 | 0 | 0 | 0 | 0 | 0 | 788504.6214 | 0 | 0 | 0 | 0 | -21000 | -21000 | 0 | 1106614.4309 | 19606545.2854
2035 | 102372.2616 | -8.039% | -8230 | 475903.439 | 0% | 0 | 162287.4221 | 0% | 0 | 94142.2616 | 0 | 0 | 94142.2616 | 475903.439 | 0 | 0 | 475903.439 | 162287.4221 | 0 | 0 | 162287.4221 | 0 | -5845.4128 | 0 | 0 | 356081.0769 | 792447.1446 | 0 | 0 | 0 | 0 | 0 | 0 | 0 | 792447.1446 | 0 | 0 | 0 | 0 | -21000 | -21000 | 0 | 1127528.2215 | 20734073.5068
2036 | 102249.8005 | -8.049% | -8230 | 475226.9851 | 0% | 0 | 163107.8711 | 0% | 0 | 94019.8005 | 0 | 0 | 94019.8005 | 475226.9851 | 0 | 0 | 475226.9851 | 163107.8711 | 0 | 0 | 163107.8711 | 0 | -5845.4128 | 0 | 0 | 375936.9796 | 796409.3803 | 0 | 0 | 0 | 0 | 0 | 0 | 0 | 796409.3803 | 0 | 0 | 0 | 0 | -21000 | -21000 | 0 | 1151346.3599 | 21885419.8667
2037 | 102126.5878 | -8.059% | -8230 | 474550.5311 | 0% | 0 | 163927.5288 | 0% | 0 | 93896.5878 | 0 | 0 | 93896.5878 | 474550.5311 | 0 | 0 | 474550.5311 | 163927.5288 | 0 | 0 | 163927.5288 | 0 | -5845.4128 | 0 | 0 | 395706.5734 | 800391.4272 | 0 | 0 | 0 | 0 | 0 | 0 | 0 | 800391.4272 | 0 | 0 | 0 | 0 | -21000 | -21000 | 0 | 1175098.0006 | 23060517.8673
2038 | 102002.6435 | -8.068% | -8230 | 473874.0772 | 0% | 0 | 164746.4164 | 0% | 0 | 93772.6435 | 0 | 0 | 93772.6435 | 473874.0772 | 0 | 0 | 473874.0772 | 164746.4164 | 0 | 0 | 164746.4164 | 0 | -5845.4128 | 0 | 0 | 415337.4658 | 804393.3843 | 0 | 0 | 0 | 0 | 0 | 0 | 0 | 804393.3843 | 0 | 0 | 0 | 0 | -21000 | -21000 | 0 | 1198730.8501 | 24259248.7174
2039 | 101877.987 | -8.078% | -8230 | 473197.6233 | 0% | 0 | 165564.5543 | 0% | 0 | 93647.987 | 0 | 0 | 93647.987 | 473197.6233 | 0 | 0 | 473197.6233 | 165564.5543 | 0 | 0 | 165564.5543 | 0 | -5845.4128 | 0 | 0 | 434786.9579 | 808415.3512 | 0 | 0 | 0 | 0 | 0 | 0 | 0 | 808415.3512 | 0 | 0 | 0 | 0 | -21000 | -21000 | 0 | 1222202.3091 | 25481451.0265
2040 | 101752.6368 | -8.088% | -8230 | 472521.1694 | 0% | 0 | 166381.9621 | 0% | 0 | 93522.6368 | 0 | 0 | 93522.6368 | 472521.1694 | 0 | 0 | 472521.1694 | 166381.9621 | 0 | 0 | 166381.9621 | 0 | -5845.4128 | 0 | 0 | 455184.8699 | 812457.428 | 0 | 0 | 0 | 0 | 0 | 0 | 0 | 812457.428 | 0 | 0 | 0 | 0 | -21000 | -21000 | 0 | 1246642.2979 | 26728093.3244
2041 | 101626.6112 | -8.098% | -8230 | 471844.7155 | 0% | 0 | 167198.6588 | 0% | 0 | 93396.6112 | 0 | 0 | 93396.6112 | 471844.7155 | 0 | 0 | 471844.7155 | 167198.6588 | 0 | 0 | 167198.6588 | 0 | -5845.4128 | 0 | 0 | 474945.4097 | 816519.7151 | 0 | 0 | 0 | 0 | 0 | 0 | 0 | 816519.7151 | 0 | 0 | 0 | 0 | -21000 | -21000 | 0 | 1270465.1248 | 27998558.4493
2042 | 101499.9274 | -8.108% | -8230 | 471168.2615 | 0% | 0 | 168014.6627 | 0% | 0 | 93269.9274 | 0 | 0 | 93269.9274 | 471168.2615 | 0 | 0 | 471168.2615 | 168014.6627 | 0 | 0 | 168014.6627 | 0 | -5845.4128 | 0 | 0 | 493935.9415 | 820602.3137 | 0 | 0 | 0 | 0 | 0 | 0 | 0 | 820602.3137 | 0 | 0 | 0 | 0 | -21000 | -21000 | 0 | 1293538.2552 | 29292096.7045
2043 | 101372.6023 | -8.119% | -8230 | 470491.8076 | 0% | 0 | 168829.9916 | 0% | 0 | 93142.6023 | 0 | 0 | 93142.6023 | 470491.8076 | 0 | 0 | 470491.8076 | 168829.9916 | 0 | 0 | 168829.9916 | 0 | -5845.4128 | 0 | 0 | 515295.6865 | 824705.3253 | 0 | 0 | 0 | 0 | 0 | 0 | 0 | 824705.3253 | 0 | 0 | 0 | 0 | -21000 | -21000 | 0 | 1319001.0118 | 30611097.7162
2044 | 101244.6521 | -8.129% | -8230 | 469815.3537 | 0% | 0 | 169644.6625 | 0% | 0 | 93014.6521 | 0 | 0 | 93014.6521 | 469815.3537 | 0 | 0 | 469815.3537 | 169644.6625 | 0 | 0 | 169644.6625 | 0 | -5845.4128 | 0 | 0 | 539507.4121 | 828828.8519 | 0 | 0 | 0 | 0 | 0 | 0 | 0 | 828828.8519 | 0 | 0 | 0 | 0 | -21000 | -21000 | 0 | 1347336.264 | 31958433.9802
2045 | 101116.0926 | -8.139% | -8230 | 469138.8998 | 0% | 0 | 170458.6919 | 0% | 0 | 92886.0926 | 0 | 0 | 92886.0926 | 469138.8998 | 0 | 0 | 469138.8998 | 170458.6919 | 0 | 0 | 170458.6919 | 0 | -5845.4128 | 0 | 0 | 567262.8174 | 832972.9962 | 0 | 0 | 0 | 0 | 0 | 0 | 0 | 832972.9962 | 0 | 0 | 0 | 0 | -21000 | -21000 | 0 | 1379235.8136 | 33337669.7938
2046 | 100986.9388 | -8.15% | -8230 | 468462.4458 | 0% | 0 | 171272.0959 | 0% | 0 | 92756.9388 | 0 | 0 | 92756.9388 | 468462.4458 | 0 | 0 | 468462.4458 | 171272.0959 | 0 | 0 | 171272.0959 | 0 | -5845.4128 | 0 | 0 | 596881.8845 | 837137.8611 | 0 | 0 | 0 | 0 | 0 | 0 | 0 | 837137.8611 | 0 | 0 | 0 | 0 | -21000 | -21000 | 0 | 1413019.7456 | 34750689.5394
2047 | 100857.2056 | -8.16% | -8230 | 467785.9919 | 0% | 0 | 172084.8899 | 0% | 0 | 92627.2056 | 0 | 0 | 92627.2056 | 467785.9919 | 0 | 0 | 467785.9919 | 172084.8899 | 0 | 0 | 172084.8899 | 0 | -5845.4128 | 0 | 0 | 628597.8529 | 841323.5504 | 0 | 0 | 0 | 0 | 0 | 0 | 0 | 841323.5504 | 0 | 0 | 0 | 0 | -21000 | -21000 | 0 | 1448921.4034 | 36199610.9428
2048 | 100726.907 | -8.171% | -8230 | 467109.538 | 0% | 0 | 172897.0888 | 0% | 0 | 92496.907 | 0 | 0 | 92496.907 | 467109.538 | 0 | 0 | 467109.538 | 172897.0888 | 0 | 0 | 172897.0888 | 0 | -5845.4128 | 0 | 0 | 662663.5684 | 845530.1682 | 0 | 0 | 0 | 0 | 0 | 0 | 0 | 845530.1682 | 0 | 0 | 0 | 0 | -21000 | -21000 | 0 | 1487193.7366 | 37686804.6793
2049 | 100596.0569 | -8.181% | -8230 | 466433.0841 | 0% | 0 | 173708.7071 | 0% | 0 | 92366.0569 | 0 | 0 | 92366.0569 | 466433.0841 | 0 | 0 | 466433.0841 | 173708.7071 | 0 | 0 | 173708.7071 | 0 | -5845.4128 | 0 | 0 | 699349.4254 | 849757.819 | 0 | 0 | 0 | 0 | 0 | 0 | 0 | 849757.819 | 0 | 0 | 0 | 0 | -21000 | -21000 | 0 | 1528107.2445 | 39214911.9238
2050 | 100464.6685 | -8.192% | -8230 | 465756.6301 | 0% | 0 | 174519.7588 | 0% | 0 | 92234.6685 | 0 | 0 | 92234.6685 | 465756.6301 | 0 | 0 | 465756.6301 | 174519.7588 | 0 | 0 | 174519.7588 | 0 | -5845.4128 | 0 | 0 | 738941.3412 | 854006.6081 | 0 | 0 | 0 | 0 | 0 | 0 | 0 | 854006.6081 | 0 | 0 | 0 | 0 | -21000 | -21000 | 0 | 1571947.9493 | 40786859.8731
HOME

## CentralChillerExp
|  | Actionable Alternative: | Central Chiller Expansion | [6 empty] | NPV through 2050 | Cumulative Carbon Abatement (2010 - 2050) | Contribution toward Neutralilty in |  | Average
|  | Year Implemented: | 2011 | [5 empty] | Avoided Compliance Risk: | 2444291.9061 | 196886.4058 | 2050
|  | Reference Case: | BAU | [5 empty] | Incremental Fuel Savings (Cost): | 12190621.7284 | Average | 5421.6453 |  | 1122325.0172
|  |  | Return to Summary | [5 empty] | Avoided Capital Cost: | 5230250.9951 | 4922.1601 | 0.4959% |  | 268292.6829
|  | Wedge Group: | Energy Conservation | [5 empty] | New Capital Cost: | -1690546.9278 |  |  |  | -50894.2891
[9 empty] | Avoided Operating Costs: | 0 |  |  |  | 0
[9 empty] | New Operating Costs: | 0 |  |  |  | 0
[9 empty] | Incremental Cash Flow: | 18174617.7018
[9 empty] | DPI: | 11.7507
[9 empty] | IRR: | 81.77%
[9 empty] | Simple Payback: | 3.3704
[9 empty] | Total Incremental Savings (Cost) w/o Compliance Savings: | 15730325.7957
[9 empty] | Levelized Cost (Savings) per MTCDE Avoided: | -238.5771
[9 empty] | Levelized Avoided Compliance Cost per MTCDE Avoided: | 37.0718
| Incremental Utility Demand Savings | [8 empty] | Electricity Supply |  |  |  | Steam Supply |  |  |  | Chilled Water Supply |  |  |  | GHG and Compliance Risk Reductions |  |  |  |  | Incremental Fuel Savings (Cost) | [8 empty] | Incremental Non-Fuel OPEX/Capital Savings (Cost) | [6 empty] | Cash Flow | [10 empty] | Incremental Centrally Connected Load | [13 empty] | MCCO Debt passed through in rates
| Reference Electric Load | % Reduction from Reference | Change in Electricity Demand | Reference Steam Load | % Reduction from Reference | Change in Steam Demand | Reference Chilled Water Load | % Reduction from Reference | Change in Chilled Water Demand | Beginning Required P/E | Displaced P/E | New Electricity Source | Ending Required P/E | Beginning Required Steam | Displaced Steam | New Heat Source | Ending Required Steam | Beginning Required Chilled Water | Displaced Chilled Water | New Cooling Source | Ending Required Chilled Water | Scope 1 | Scope 2 | Scope 3 (Commuting) | Scope 3 (Air Travel, other) | Avoided Compliance Risk | Electricity Savings | New Electricity Source Fuel Cost | Steam Savings | New Steam Source Fuel Cost | Chilled Water Savings (Cost) | New Chilled Water Source Fuel Cost | NG Savings | Campus Fleet Fuel | Incremental Fuel Savings (Cost) | Avoided Capital Cost | New Capital Cost | Incremental Capital | Avoided Operating Costs | New Operating Costs | Incremental OPEX | Other Revenue | Incremental Cash Flow | Cumulative Cash Flow | Notes/Description of Assumptions Please describe all assumptions for modeling here: | [8 empty] | Existing Non-diversified peak with Bingham | New Non-diversified peak | Annual Load on Existing Unitary | Annual Load on New Unitary | Total Annual Load | Diversified peak load with Bingham | Electricity Consumption without Central | Electricity Consumption with Central | Existing Unitary Chillers | New Unitary Chillers | Capital Cost for New Unitary Chillers | Existing Central Plant | New Central Plant | Capital Cost for New Central Chiller Capacity | Vintage
FYE | MWh |  | MWh | MMBtu |  | MMBtu | MMBtu |  | MMBtu | MWh | MWh | MWh | MWh | MMBtu | MMBtu | MMBtu | MMBtu | MMBtu | MMBtu | MMBtu | MMBtu | MTCDE | MTCDE | MTCDE | MTCDE | 2010 $ | 2010 $ | 2010 $ | 2010 $ | 2010 $ | 2010 $ | 2010 $ | 2010 $ | 2010 $ | 2010 $ | 2010 $ | 2010 $ | 2010 $ | 2010 $ | 2010 $ | 2010 $ | 2010 $ | 2010 $ | 2010 $ | [5 empty] | Cost of Capital: | 5% |  | FYE | Tons | Tons | ton-hours | ton-hours | ton-hours | Tons | MWh | MWh | Tons | Tons | 2010$ | Tons | Tons | 2010$ |  | New Debt | 2010 | 2011 | 2012 | 2013 | 2014 | 2015 | 2016 | 2017 | 2018 | 2019 | 2020 | 2021 | 2022 | 2023 | 2024 | 2025 | 2026 | 2027 | 2028 | 2029 | 2030 | 2031 | 2032 | 2033 | 2034 | 2035 | 2036 | 2037 | 2038 | 2039 | 2040 | 2041 | 2042 | 2043 | 2044 | 2045 | 2046 | 2047 | 2048 | 2049 | 2050
2010 | 128552.6351 | 0% | 0 | 685461.0151 | 0% | 0 | 179442.3946 | 0% | 0 | 128552.6351 | 0 | 0 | 128552.6351 | 685461.0151 | 0 | 0 | 685461.0151 | 179442.3946 | 0 | 0 | 179442.3946 | 0 | 0 | 0 | 0 | 0 | 0 | 0 | 0 | 0 | 0 | 0 | 0 | 0 | 0 | 0 | 0 | 0 | 0 | 0 | 0 | 0 | 0 | 0 | [5 empty] | Years of Premium: | 40 |  | 2010 | 0 |  | 0 | 0 | 0 | 0 | 0 | 0 | 4400 | 0 | 0 | 4300 | 0 | 0 | 2010 | 0 |  | 0 | 0 | 0 | 0 | 0 | 0 | 0 | 0 | 0 | 0 | 0 | 0 | 0 | 0 | 0 | 0 | 0 | 0 | 0 | 0
2011 | 130129.2607 | 0% | 0 | 693847.6143 | 0% | 0 | 182506.9291 | 0% | 0 | 130129.2607 | 0 | 0 | 130129.2607 | 693847.6143 | 0 | 0 | 693847.6143 | 182506.9291 | 0 | 0 | 182506.9291 | 0 | 0 | 0 | 0 | 0 | 0 | 0 | 0 | 0 | 0 | 0 | 0 | 0 | 0 | 0 | -600000 | -600000 | 0 | 0 | 0 | 0 | -600000 | -600000 | [6 empty] | 0 | #N/A | 2011 | 0 |  | 0 | 0 | 0 | 0 | 0 | 0 | 4400 | 0 | 0 | 4300 | 0 | 0 | 2011 | 2.001 |  |  | -0.14724 | -0.14724 | -0.14724 | -0.14724 | -0.14724 | -0.14724 | -0.14724 | -0.14724 | -0.14724 | -0.14724 | -0.14724 | -0.14724 | -0.14724 | -0.14724 | -0.14724 | -0.14724 | -0.14724 | -0.14724 | -0.14724 | -0.14724
2012 | 133825.368 | -5.755% | -7702.296 | 713508.4454 | 0% | 0 | 188515.5603 | 49.33% | 92998.08 | 126123.072 | 0 | 0 | 126123.072 | 713508.4454 | 0 | 0 | 713508.4454 | 281513.6403 | 0 | 0 | 281513.6403 | 0 | -2167.9819 | 0 | 0 | 0 | 661258.479 | 0 | 0 | 0 | 0 | -147237.0824 | 0 | 0 | 514021.3966 | 0 | 0 | 0 | 0 | 0 | 0 | 0 | 514021.3966 | -85978.6034 | 4400 | Existing unitary chillers retired, tons |  |  |  |  | 0 | #N/A | 2012 | 2598 | 169.8 | 7274400 | 475440 | 7749840 | 1937.46 | 7702.296 | 4649.904 | 4400 | 0 | 0 | 4300 | 0 | 0 | 2012 | 0 |  |  |  | 0 | 0 | 0 | 0 | 0 | 0 | 0 | 0 | 0 | 0 | 0 | 0 | 0 | 0 | 0 | 0 | 0 | 0 | 0 | 0
2013 | 135980.034 | -5.822% | -7916.244 | 724969.8351 | 0% | 0 | 192383.0303 | 49.82% | 95850.72 | 128063.79 | 0 | 0 | 128063.79 | 724969.8351 | 0 | 0 | 724969.8351 | 288233.7503 | 0 | 0 | 288233.7503 | 0 | -2218.6346 | 0 | 0 | 0 | 683024.5013 | 0 | 0 | 0 | 0 | -147237.0824 | 0 | 0 | 535787.4189 | 0 | -982035.3407 | -982035.3407 | 0 | 0 | 0 | 0 | -446247.9218 | -532226.5253 | [6 empty] | 0 | #N/A | 2013 | 2598 | 254.7 | 7274400 | 713160 | 7987560 | 1996.89 | 7916.244 | 4792.536 | 4400 | 0 | 0 | 4300 | 0 | 0 | 2013 | 2.725 |  |  |  |  | -0.20051 | -0.20051 | -0.20051 | -0.20051 | -0.20051 | -0.20051 | -0.20051 | -0.20051 | -0.20051 | -0.20051 | -0.20051 | -0.20051 | -0.20051 | -0.20051 | -0.20051 | -0.20051 | -0.20051 | -0.20051 | -0.20051 | -0.20051
2014 | 137556.6596 | -10.35% | -14239.792 | 733356.4343 | 0% | 0 | 195447.5648 | 88.01% | 172018.56 | 123316.8676 | 0 | 0 | 123316.8676 | 733356.4343 | 0 | 0 | 733356.4343 | 367466.1248 | 0 | 0 | 367466.1248 | 0 | -4005.0411 | 0 | 0 | 0 | 1234772.1297 | 0 | 0 | 0 | 0 | -347744.7516 | 0 | 0 | 887027.3781 | 550000 | 0 | 550000 | 0 | 0 | 0 | 0 | 1437027.3781 | 904800.8528 | 1698 | Future, non-diversified peak load |  |  |  |  | 0 | #N/A | 2014 | 4780 | 339.6 | 13384000 | 950880 | 14334880 | 3583.72 | 14239.792 | 8600.928 | 4180 | 220 | 550000 | 4300 | 0 | 0 | 2014 | 0 | [5 empty] | 0 | 0 | 0 | 0 | 0 | 0 | 0 | 0 | 0 | 0 | 0 | 0 | 0 | 0 | 0 | 0 | 0 | 0 | 0 | 0
2015 | 140674.7264 | -10.27% | -14453.74 | 749942.4749 | 0% | 0 | 200653.2605 | 87.15% | 174871.2 | 126220.9864 | 0 | 0 | 126220.9864 | 749942.4749 | 0 | 0 | 749942.4749 | 375524.4605 | 0 | 0 | 375524.4605 | 0 | -4055.6937 | 0 | 0 | 41243.7156 | 1259590.779 | 0 | 0 | 0 | 0 | -347744.7516 | 0 | 0 | 911846.0274 | 550000 | -504630.5143 | 45369.4857 | 0 | 0 | 0 | 0 | 998459.2286 | 1903260.0815 | [6 empty] | 0 | #N/A | 2015 | 4780 | 424.5 | 13384000 | 1188600 | 14572600 | 3643.15 | 14453.74 | 8743.56 | 3960 | 440 | 550000 | 4300 | 0 | 0 | 2015 | 8.9894 | [6 empty] | -0.66145 | -0.66145 | -0.66145 | -0.66145 | -0.66145 | -0.66145 | -0.66145 | -0.66145 | -0.66145 | -0.66145 | -0.66145 | -0.66145 | -0.66145 | -0.66145 | -0.66145 | -0.66145 | -0.66145 | -0.66145 | -0.66145 | -0.66145
2016 | 142251.352 | -11.81% | -16801.288 | 758329.074 | 0% | 0 | 203717.7951 | 99.81% | 203327.04 | 125450.064 | 0 | 0 | 125450.064 | 758329.074 | 0 | 0 | 758329.074 | 407044.8351 | 0 | 0 | 407044.8351 | 0 | -4712.5079 | 0 | 0 | 55317.8031 | 1471491.8891 | 0 | 0 | 0 | 0 | -1009198.2927 | 0 | 0 | 462293.5964 | 550000 | 0 | 550000 | 0 | 0 | 0 | 0 | 1067611.3995 | 2970871.4809 | 2500 | Capital cost for unitary chiller replacement per ton |  |  |  |  | 0 | #N/A | 2016 | 5542 | 509.4 | 15517600 | 1426320 | 16943920 | 4235.98 | 16801.288 | 10166.352 | 3740 | 660 | 550000 | 4300 | 0 | 0 | 2016 | 0 | [7 empty] | 0 | 0 | 0 | 0 | 0 | 0 | 0 | 0 | 0 | 0 | 0 | 0 | 0 | 0 | 0 | 0 | 0 | 0 | 0 | 0
2017 | 143827.9776 | -11.83% | -17015.236 | 766715.6731 | 0% | 0 | 206782.3297 | 99.71% | 206179.68 | 126812.7416 | 0 | 0 | 126812.7416 | 766715.6731 | 0 | 0 | 766715.6731 | 412962.0097 | 0 | 0 | 412962.0097 | 0 | -4763.1606 | 0 | 0 | 63735.1738 | 1497681.0513 | 0 | 0 | 0 | 0 | -1009198.2927 | 0 | 0 | 488482.7585 | 550000 | 0 | 550000 | 0 | 0 | 0 | 0 | 1102217.9324 | 4073089.4133 | [6 empty] | 0 | #N/A | 2017 | 5542 | 594.3 | 15517600 | 1664040 | 17181640 | 4295.41 | 17015.236 | 10308.984 | 3520 | 880 | 550000 | 4300 | 0 | 0 | 2017 | 1.2 | [8 empty] | -0.088298 | -0.088298 | -0.088298 | -0.088298 | -0.088298 | -0.088298 | -0.088298 | -0.088298 | -0.088298 | -0.088298 | -0.088298 | -0.088298 | -0.088298 | -0.088298 | -0.088298 | -0.088298 | -0.088298 | -0.088298 | -0.088298 | -0.088298
2018 | 145404.6032 | -11.85% | -17229.184 | 775102.2723 | 0% | 0 | 209846.8642 | 99.61% | 209032.32 | 128175.4192 | 0 | 0 | 128175.4192 | 775102.2723 | 0 | 0 | 775102.2723 | 418879.1842 | 0 | 0 | 418879.1842 | 0 | -4813.8133 | 0 | 0 | 72660.2911 | 1524095.3177 | 0 | 0 | 0 | 0 | -1097496.3931 | 0 | 0 | 426598.9246 | 550000 | 0 | 550000 | 0 | 0 | 0 | 0 | 1049259.2157 | 5122348.629 | 70% | Diversified Load |  |  |  |  | 0 | #N/A | 2018 | 5542 | 679.2 | 15517600 | 1901760 | 17419360 | 4354.84 | 17229.184 | 10451.616 | 3300 | 1100 | 550000 | 4300 | 2500 | 1200000 | 2018 | 0 | [9 empty] | 0 | 0 | 0 | 0 | 0 | 0 | 0 | 0 | 0 | 0 | 0 | 0 | 0 | 0 | 0 | 0 | 0 | 0 | 0 | 0
2019 | 146981.2288 | -11.87% | -17443.132 | 783488.8714 | 0% | 0 | 212911.3988 | 99.52% | 211884.96 | 129538.0968 | 0 | 0 | 129538.0968 | 783488.8714 | 0 | 0 | 783488.8714 | 424796.3588 | 0 | 0 | 424796.3588 | 0 | -4864.4659 | 0 | 0 | 82093.0134 | 1550736.2848 | 0 | 0 | 0 | 0 | -1097496.3931 | 0 | 0 | 453239.8917 | 550000 | 0 | 550000 | 0 | 0 | 0 | 0 | 1085332.9051 | 6207681.5341 | [6 empty] | 0 | #N/A | 2019 | 5542 | 764.1 | 15517600 | 2139480 | 17657080 | 4414.27 | 17443.132 | 10594.248 | 3080 | 1320 | 550000 | 4300 | 2500 | 0 | 2019 | 0 | [10 empty] | 0 | 0 | 0 | 0 | 0 | 0 | 0 | 0 | 0 | 0 | 0 | 0 | 0 | 0 | 0 | 0 | 0 | 0 | 0 | 0
2020 | 148557.8544 | -11.89% | -17657.08 | 791875.4705 | 0% | 0 | 215975.9334 | 99.43% | 214737.6 | 130900.7744 | 0 | 0 | 130900.7744 | 791875.4705 | 0 | 0 | 791875.4705 | 430713.5334 | 0 | 0 | 430713.5334 | 0 | -4915.1186 | 0 | 0 | 92032.863 | 1577605.5592 | 0 | 0 | 0 | 0 | -1097496.3931 | 0 | 0 | 480109.1661 | 550000 | 0 | 550000 | 0 | 0 | 0 | 0 | 1122142.0291 | 7329823.5632 | [6 empty] | 0 | #N/A | 2020 | 5542 | 849 | 15517600 | 2377200 | 17894800 | 4473.7 | 17657.08 | 10736.88 | 2860 | 1540 | 550000 | 4300 | 2500 | 0 | 2020 | 0 | [11 empty] | 0 | 0 | 0 | 0 | 0 | 0 | 0 | 0 | 0 | 0 | 0 | 0 | 0 | 0 | 0 | 0 | 0 | 0 | 0 | 0
2021 | 150134.48 | -11.9% | -17871.028 | 800262.0697 | 0% | 0 | 219040.4679 | 99.34% | 217590.24 | 132263.452 | 0 | 0 | 132263.452 | 800262.0697 | 0 | 0 | 800262.0697 | 436630.7079 | 0 | 0 | 436630.7079 | 0 | -4965.7713 | 0 | 0 | 103571.0485 | 1604704.7579 | 0 | 0 | 0 | 0 | -1097496.3931 | 0 | 0 | 507208.3648 | 550000 | 0 | 550000 | 0 | 0 | 0 | 0 | 1160779.4133 | 8490602.9765 | 2800 | Full load hours |  |  |  |  | 0 | #N/A | 2021 | 5542 | 933.9 | 15517600 | 2614920 | 18132520 | 4533.13 | 17871.028 | 10879.512 | 2640 | 1760 | 550000 | 4300 | 2500 | 0 | 2021 | 0 | [12 empty] | 0 | 0 | 0 | 0 | 0 | 0 | 0 | 0 | 0 | 0 | 0 | 0 | 0 | 0 | 0 | 0 | 0 | 0 | 0 | 0
2022 | 151711.1056 | -11.92% | -18084.976 | 808648.6688 | 0% | 0 | 222105.0025 | 99.25% | 220442.88 | 133626.1296 | 0 | 0 | 133626.1296 | 808648.6688 | 0 | 0 | 808648.6688 | 442547.8825 | 0 | 0 | 442547.8825 | 0 | -5016.4239 | 0 | 0 | 115738.1059 | 1632035.5085 | 0 | 0 | 0 | 0 | -1097496.3931 | 0 | 0 | 534539.1154 | 550000 | 0 | 550000 | 0 | 0 | 0 | 0 | 1200277.2213 | 9690880.1978 | [6 empty] | 0 | #N/A | 2022 | 5542 | 1018.8 | 15517600 | 2852640 | 18370240 | 4592.56 | 18084.976 | 11022.144 | 2420 | 1980 | 550000 | 4300 | 2500 | 0 | 2022 | 0 | [13 empty] | 0 | 0 | 0 | 0 | 0 | 0 | 0 | 0 | 0 | 0 | 0 | 0 | 0 | 0 | 0 | 0 | 0 | 0 | 0 | 0
2023 | 153287.7312 | -11.94% | -18298.924 | 817035.2679 | 0% | 0 | 225169.537 | 99.17% | 223295.52 | 134988.8072 | 0 | 0 | 134988.8072 | 817035.2679 | 0 | 0 | 817035.2679 | 448465.057 | 0 | 0 | 448465.057 | 0 | -5067.0766 | 0 | 0 | 128529.7258 | 1659599.449 | 0 | 0 | 0 | 0 | -1097496.3931 | 0 | 0 | 562103.0559 | 550000 | 0 | 550000 | 0 | 0 | 0 | 0 | 1240632.7817 | 10931512.9795 | 2000 | New unitary chillers (tons) |  |  |  |  | 0 | #N/A | 2023 | 5542 | 1103.7 | 15517600 | 3090360 | 18607960 | 4651.99 | 18298.924 | 11164.776 | 2200 | 2200 | 550000 | 4300 | 2500 | 0 | 2023 | 0 | [14 empty] | 0 | 0 | 0 | 0 | 0 | 0 | 0 | 0 | 0 | 0 | 0 | 0 | 0 | 0 | 0 | 0 | 0 | 0 | 0 | 0
2024 | 154864.3568 | -11.95% | -18512.872 | 825421.8671 | 0% | 0 | 228234.0716 | 99.09% | 226148.16 | 136351.4848 | 0 | 0 | 136351.4848 | 825421.8671 | 0 | 0 | 825421.8671 | 454382.2316 | 0 | 0 | 454382.2316 | 0 | -5117.7293 | 0 | 0 | 141941.0438 | 1687398.228 | 0 | 0 | 0 | 0 | -1097496.3931 | 0 | 0 | 589901.8348 | 550000 | 0 | 550000 | 0 | 0 | 0 | 0 | 1281842.8786 | 12213355.8581 | [6 empty] | 0 | #N/A | 2024 | 5542 | 1188.6 | 15517600 | 3328080 | 18845680 | 4711.42 | 18512.872 | 11307.408 | 1980 | 2420 | 550000 | 4300 | 2500 | 0 | 2024 | 0 | [15 empty] | 0 | 0 | 0 | 0 | 0 | 0 | 0 | 0 | 0 | 0 | 0 | 0 | 0 | 0 | 0 | 0 | 0 | 0 | 0 | 0
2025 | 156440.9824 | -11.97% | -18726.82 | 833808.4662 | 0% | 0 | 231298.6062 | 99.01% | 229000.8 | 137714.1624 | 0 | 0 | 137714.1624 | 833808.4662 | 0 | 0 | 833808.4662 | 460299.4062 | 0 | 0 | 460299.4062 | 0 | -5168.3819 | 0 | 0 | 155966.6461 | 1715433.5047 | 0 | 0 | 0 | 0 | -1097496.3931 | 0 | 0 | 617937.1116 | 550000 | 0 | 550000 | 0 | 0 | 0 | 0 | 1323903.7577 | 13537259.6158 | Electric Consumption per Ton (kW/ton) | [5 empty] | 0 | #N/A | 2025 | 5542 | 1273.5 | 15517600 | 3565800 | 19083400 | 4770.85 | 18726.82 | 11450.04 | 1760 | 2640 | 550000 | 4300 | 2500 | 0 | 2025 | 0 | [16 empty] | 0 | 0 | 0 | 0 | 0 | 0 | 0 | 0 | 0 | 0 | 0 | 0 | 0 | 0 | 0 | 0 | 0 | 0 | 0 | 0
2026 | 158017.608 | -11.99% | -18940.768 | 842195.0653 | 0% | 0 | 234363.1407 | 98.93% | 231853.44 | 139076.84 | 0 | 0 | 139076.84 | 842195.0653 | 0 | 0 | 842195.0653 | 466216.5807 | 0 | 0 | 466216.5807 | 0 | -5219.0346 | 0 | 0 | 171901.7789 | 1743706.9493 | 0 | 0 | 0 | 0 | -1097496.3931 | 0 | 0 | 646210.5562 | 550000 | 0 | 550000 | 0 | 0 | 0 | 0 | 1368112.3351 | 14905371.9509 | 1 | Unitary Existing |  |  |  |  | 0 | #N/A | 2026 | 5542 | 1358.4 | 15517600 | 3803520 | 19321120 | 4830.28 | 18940.768 | 11592.672 | 1540 | 2860 | 550000 | 4300 | 2500 | 0 | 2026 | 0 | [17 empty] | 0 | 0 | 0 | 0 | 0 | 0 | 0 | 0 | 0 | 0 | 0 | 0 | 0 | 0 | 0 | 0 | 0 | 0 | 0 | 0
2027 | 159594.2336 | -12% | -19154.716 | 850581.6644 | 0% | 0 | 237427.6753 | 98.85% | 234706.08 | 140439.5176 | 0 | 0 | 140439.5176 | 850581.6644 | 0 | 0 | 850581.6644 | 472133.7553 | 0 | 0 | 472133.7553 | 0 | -5269.6873 | 0 | 0 | 188568.167 | 1772220.2425 | 0 | 0 | 0 | 0 | -1097496.3931 | 0 | 0 | 674723.8494 | 550000 | 0 | 550000 | 0 | 0 | 0 | 0 | 1413292.0164 | 16318663.9673 | 0.9 | Unitary New |  |  |  |  | 0 | #N/A | 2027 | 5542 | 1443.3 | 15517600 | 4041240 | 19558840 | 4889.71 | 19154.716 | 11735.304 | 1320 | 3080 | 550000 | 4300 | 2500 | 0 | 2027 | 0 | [18 empty] | 0 | 0 | 0 | 0 | 0 | 0 | 0 | 0 | 0 | 0 | 0 | 0 | 0 | 0 | 0 | 0 | 0 | 0 | 0 | 0
2028 | 161170.8592 | -12.02% | -19368.664 | 858968.2636 | 0% | 0 | 240492.2099 | 98.78% | 237558.72 | 141802.1952 | 0 | 0 | 141802.1952 | 858968.2636 | 0 | 0 | 858968.2636 | 478050.9299 | 0 | 0 | 478050.9299 | 0 | -5320.3399 | 0 | 0 | 205956.6967 | 1800975.076 | 0 | 0 | 0 | 0 | -1097496.3931 | 0 | 0 | 703478.6829 | 550000 | 0 | 550000 | 0 | 0 | 0 | 0 | 1459435.3796 | 17778099.3468 | 0.6 | Central Plant |  |  |  |  | 0 | #N/A | 2028 | 5542 | 1528.2 | 15517600 | 4278960 | 19796560 | 4949.14 | 19368.664 | 11877.936 | 1100 | 3300 | 550000 | 4300 | 2500 | 0 | 2028 | 0 | [19 empty] | 0 | 0 | 0 | 0 | 0 | 0 | 0 | 0 | 0 | 0 | 0 | 0 | 0 | 0 | 0 | 0 | 0 | 0 | 0 | 0
2029 | 162747.4848 | -12.03% | -19582.612 | 867354.8627 | 0% | 0 | 243556.7444 | 98.71% | 240411.36 | 143164.8728 | 0 | 0 | 143164.8728 | 867354.8627 | 0 | 0 | 867354.8627 | 483968.1044 | 0 | 0 | 483968.1044 | 0 | -5370.9926 | 0 | 0 | 224057.5314 | 1829973.1523 | 0 | 0 | 0 | 0 | -1097496.3931 | 0 | 0 | 732476.7591 | 550000 | 0 | 550000 | 0 | 0 | 0 | 0 | 1506534.2906 | 19284633.6374 | [6 empty] | 0 | #N/A | 2029 | 5542 | 1613.1 | 15517600 | 4516680 | 20034280 | 5008.57 | 19582.612 | 12020.568 | 880 | 3520 | 550000 | 4300 | 2500 | 0 | 2029 | 0 | [20 empty] | 0 | 0 | 0 | 0 | 0 | 0 | 0 | 0 | 0 | 0 | 0 | 0 | 0 | 0 | 0 | 0 | 0 | 0 | 0 | 0
2030 | 164324.1104 | -12.05% | -19796.56 | 875741.4618 | 0% | 0 | 246621.279 | 98.64% | 243264 | 144527.5504 | 0 | 0 | 144527.5504 | 875741.4618 | 0 | 0 | 875741.4618 | 489885.279 | 0 | 0 | 489885.279 | 0 | -5421.6453 | 0 | 0 | 242860.1147 | 1859216.1849 | 0 | 0 | 0 | 0 | -1097496.3931 | 0 | 0 | 761719.7918 | 550000 | 0 | 550000 | 0 | 0 | 0 | 0 | 1554579.9065 | 20839213.5439 | Central Capital Cost for 2000 tons after peak exceeds 2000 tons | [5 empty] | 0 | #N/A | 2030 | 5542 | 1698 | 15517600 | 4754400 | 20272000 | 5068 | 19796.56 | 12163.2 | 660 | 3740 | 550000 | 4300 | 2500 | 0 | 2030 | 0 | [21 empty] | 0 | 0 | 0 | 0 | 0 | 0 | 0 | 0 | 0 | 0 | 0 | 0 | 0 | 0 | 0 | 0 | 0 | 0 | 0 | 0
2031 | 165900.736 | -11.93% | -19796.56 | 884128.061 | 0% | 0 | 249685.8135 | 97.43% | 243264 | 146104.176 | 0 | 0 | 146104.176 | 884128.061 | 0 | 0 | 884128.061 | 492949.8135 | 0 | 0 | 492949.8135 | 0 | -5421.6453 | 0 | 0 | 261971.2484 | 1868512.2659 | 0 | 0 | 0 | 0 | -1097496.3931 | 0 | 0 | 771015.8727 | 550000 | 0 | 550000 | 0 | 0 | 0 | 0 | 1582987.1211 | 22422200.665 | 1200000 | [5 empty] | 0 | #N/A | 2031 | 5542 | 1698 | 15517600 | 4754400 | 20272000 | 5068 | 19796.56 | 12163.2 | 440 | 3960 | 550000 | 4300 | 2500 | 0 | 2031 | 0 | [22 empty] | 0 | 0 | 0 | 0 | 0 | 0 | 0 | 0 | 0 | 0 | 0 | 0 | 0 | 0 | 0 | 0 | 0 | 0 | 0
2032 | 167477.3616 | -11.82% | -19796.56 | 892514.6601 | 0% | 0 | 252750.3481 | 96.25% | 243264 | 147680.8016 | 0 | 0 | 147680.8016 | 892514.6601 | 0 | 0 | 892514.6601 | 496014.3481 | 0 | 0 | 496014.3481 | 0 | -5421.6453 | 0 | 0 | 281550.2083 | 1877854.8272 | 0 | 0 | 0 | 0 | -950259.3107 | 0 | 0 | 927595.5165 | 550000 | 0 | 550000 | 0 | 0 | 0 | 0 | 1759145.7247 | 24181346.3897 | 4300 | tons (trigger for new central capacity) |  |  |  |  | 0 | #N/A | 2032 | 5542 | 1698 | 15517600 | 4754400 | 20272000 | 5068 | 19796.56 | 12163.2 | 220 | 4180 | 550000 | 4300 | 2500 | 0 | 2032 | 0 | [23 empty] | 0 | 0 | 0 | 0 | 0 | 0 | 0 | 0 | 0 | 0 | 0 | 0 | 0 | 0 | 0 | 0 | 0 | 0
2033 | 169053.9872 | -11.71% | -19796.56 | 900901.2592 | 0% | 0 | 255814.8827 | 95.09% | 243264 | 149257.4272 | 0 | 0 | 149257.4272 | 900901.2592 | 0 | 0 | 900901.2592 | 499078.8827 | 0 | 0 | 499078.8827 | 0 | -5421.6453 | 0 | 0 | 299101.5712 | 1887244.1013 | 0 | 0 | 0 | 0 | -950259.3107 | 0 | 0 | 936984.7906 | 550000 | 0 | 550000 | 0 | 0 | 0 | 0 | 1786086.3618 | 25967432.7515 | Capital Expenditure Schedule for Distribution Expansion | [5 empty] | 0 | #N/A | 2033 | 5542 | 1698 | 15517600 | 4754400 | 20272000 | 5068 | 19796.56 | 12163.2 | 0 | 4400 | 550000 | 4300 | 2500 | 0 | 2033 | 0 | [24 empty] | 0 | 0 | 0 | 0 | 0 | 0 | 0 | 0 | 0 | 0 | 0 | 0 | 0 | 0 | 0 | 0 | 0
2034 | 170630.6128 | -11.6% | -19796.56 | 909287.8584 | 0% | 0 | 258879.4172 | 93.97% | 243264 | 150834.0528 | 0 | 0 | 150834.0528 | 909287.8584 | 0 | 0 | 909287.8584 | 502143.4172 | 0 | 0 | 502143.4172 | 0 | -5421.6453 | 0 | 0 | 314525.7904 | 1896680.3218 | 0 | 0 | 0 | 0 | -749751.6415 | 0 | 0 | 1146928.6803 | 0 | 0 | 0 | 0 | 0 | 0 | 0 | 1461454.4707 | 27428887.2223 |  |  | 2010 $MM |  |  |  | 0 | #N/A | 2034 | 5542 | 1698 | 15517600 | 4754400 | 20272000 | 5068 | 19796.56 | 12163.2 | 0 | 4400 | 0 | 4300 | 2500 | 0 | 2034 | 0 | [25 empty] | 0 | 0 | 0 | 0 | 0 | 0 | 0 | 0 | 0 | 0 | 0 | 0 | 0 | 0 | 0 | 0
2035 | 172207.2384 | -11.5% | -19796.56 | 917674.4575 | 0% | 0 | 261943.9518 | 92.87% | 243264 | 152410.6784 | 0 | 0 | 152410.6784 | 917674.4575 | 0 | 0 | 917674.4575 | 505207.9518 | 0 | 0 | 505207.9518 | 0 | -5421.6453 | 0 | 0 | 330266.7132 | 1906163.7234 | 0 | 0 | 0 | 0 | -749751.6415 | 0 | 0 | 1156412.0819 | 0 | 0 | 0 | 0 | 0 | 0 | 0 | 1486678.7951 | 28915566.0174 |  | Year On-line | CWRU | MCCO | Total |  | 0 | #N/A | 2035 | 5542 | 1698 | 15517600 | 4754400 | 20272000 | 5068 | 19796.56 | 12163.2 | 0 | 4400 | 0 | 4300 | 2500 | 0 | 2035 | 0 | [26 empty] | 0 | 0 | 0 | 0 | 0 | 0 | 0 | 0 | 0 | 0 | 0 | 0 | 0 | 0 | 0
2036 | 173783.864 | -11.39% | -19796.56 | 926061.0566 | 0% | 0 | 265008.4864 | 91.79% | 243264 | 153987.304 | 0 | 0 | 153987.304 | 926061.0566 | 0 | 0 | 926061.0566 | 508272.4864 | 0 | 0 | 508272.4864 | 0 | -5421.6453 | 0 | 0 | 348683.1473 | 1915694.5421 | 0 | 0 | 0 | 0 | -88298.1004 | 0 | 0 | 1827396.4417 | 0 | 0 | 0 | 0 | 0 | 0 | 0 | 2176079.589 | 31091645.6064 | Phase 1 & 2 | 2012 | 0.6 | 2.001 | 2.601 |  | 0 | #N/A | 2036 | 5542 | 1698 | 15517600 | 4754400 | 20272000 | 5068 | 19796.56 | 12163.2 | 0 | 4400 | 0 | 4300 | 2500 | 0 | 2036 | 0 | [27 empty] | 0 | 0 | 0 | 0 | 0 | 0 | 0 | 0 | 0 | 0 | 0 | 0 | 0 | 0
2037 | 175360.4896 | -11.29% | -19796.56 | 934447.6557 | 0% | 0 | 268073.0209 | 90.75% | 243264 | 155563.9296 | 0 | 0 | 155563.9296 | 934447.6557 | 0 | 0 | 934447.6557 | 511337.0209 | 0 | 0 | 511337.0209 | 0 | -5421.6453 | 0 | 0 | 367019.5297 | 1925273.0148 | 0 | 0 | 0 | 0 | -88298.1004 | 0 | 0 | 1836974.9144 | 0 | 0 | 0 | 0 | 0 | 0 | 0 | 2203994.444 | 33295640.0504 | Phase 3 | 2014 | 0.98204 | 2.725 | 3.707 |  | 0 | #N/A | 2037 | 5542 | 1698 | 15517600 | 4754400 | 20272000 | 5068 | 19796.56 | 12163.2 | 0 | 4400 | 0 | 4300 | 2500 | 0 | 2037 | 0 | [28 empty] | 0 | 0 | 0 | 0 | 0 | 0 | 0 | 0 | 0 | 0 | 0 | 0 | 0
2038 | 176937.1152 | -11.19% | -19796.56 | 942834.2549 | 0% | 0 | 271137.5555 | 89.72% | 243264 | 157140.5552 | 0 | 0 | 157140.5552 | 942834.2549 | 0 | 0 | 942834.2549 | 514401.5555 | 0 | 0 | 514401.5555 | 0 | -5421.6453 | 0 | 0 | 385227.2659 | 1934899.3798 | 0 | 0 | 0 | 0 | 0 | 0 | 0 | 1934899.3798 | 0 | 0 | 0 | 0 | 0 | 0 | 0 | 2320126.6457 | 35615766.6961 | Phase 4 + Bingham | 2016 | 0.50463 | 8.9894 | 9.494 |  | 0 | #N/A | 2038 | 5542 | 1698 | 15517600 | 4754400 | 20272000 | 5068 | 19796.56 | 12163.2 | 0 | 4400 | 0 | 4300 | 2500 | 0 | 2038 | 0 | [29 empty] | 0 | 0 | 0 | 0 | 0 | 0 | 0 | 0 | 0 | 0 | 0 | 0
2039 | 178513.7408 | -11.09% | -19796.56 | 951220.854 | 0% | 0 | 274202.0901 | 88.72% | 243264 | 158717.1808 | 0 | 0 | 158717.1808 | 951220.854 | 0 | 0 | 951220.854 | 517466.0901 | 0 | 0 | 517466.0901 | 0 | -5421.6453 | 0 | 0 | 403266.7524 | 1944573.8767 | 0 | 0 | 0 | 0 | 0 | 0 | 0 | 1944573.8767 | 0 | 0 | 0 | 0 | 0 | 0 | 0 | 2347840.6292 | 37963607.3253 | Plant Expansion | 2018 |  | 1.2 | 1.2 |  | 0 | #N/A | 2039 | 5542 | 1698 | 15517600 | 4754400 | 20272000 | 5068 | 19796.56 | 12163.2 | 0 | 4400 | 0 | 4300 | 2500 | 0 | 2039 | 0 | [30 empty] | 0 | 0 | 0 | 0 | 0 | 0 | 0 | 0 | 0 | 0 | 0
2040 | 180090.3664 | -10.99% | -19796.56 | 959607.4531 | 0% | 0 | 277266.6246 | 87.74% | 243264 | 160293.8064 | 0 | 0 | 160293.8064 | 959607.4531 | 0 | 0 | 959607.4531 | 520530.6246 | 0 | 0 | 520530.6246 | 0 | -5421.6453 | 0 | 0 | 422185.9026 | 1954296.7461 | 0 | 0 | 0 | 0 | 0 | 0 | 0 | 1954296.7461 | 0 | 0 | 0 | 0 | 0 | 0 | 0 | 2376482.6487 | 40340089.9741 | [6 empty] | 0 | #N/A | 2040 | 5542 | 1698 | 15517600 | 4754400 | 20272000 | 5068 | 19796.56 | 12163.2 | 0 | 4400 | 0 | 4300 | 2500 | 0 | 2040 | 0 | [31 empty] | 0 | 0 | 0 | 0 | 0 | 0 | 0 | 0 | 0 | 0
2041 | 181666.992 | -10.9% | -19796.56 | 967994.0523 | 0% | 0 | 280331.1592 | 86.78% | 243264 | 161870.432 | 0 | 0 | 161870.432 | 967994.0523 | 0 | 0 | 967994.0523 | 523595.1592 | 0 | 0 | 523595.1592 | 0 | -5421.6453 | 0 | 0 | 440513.8873 | 1964068.2299 | 0 | 0 | 0 | 0 | 0 | 0 | 0 | 1964068.2299 | 0 | 0 | 0 | 0 | 0 | 0 | 0 | 2404582.1172 | 42744672.0913 | CHW Rate Paid to MCCo |  | $/ton-hr | Change |  |  | 0 | #N/A | 2041 | 5542 | 1698 | 15517600 | 4754400 | 20272000 | 5068 | 19796.56 | 12163.2 | 0 | 4400 | 0 | 4300 | 2500 | 0 | 2041 | 0 | [32 empty] | 0 | 0 | 0 | 0 | 0 | 0 | 0 | 0 | 0
2042 | 183243.6176 | -10.8% | -19796.56 | 976380.6514 | 0% | 0 | 283395.6937 | 85.84% | 243264 | 163447.0576 | 0 | 0 | 163447.0576 | 976380.6514 | 0 | 0 | 976380.6514 | 526659.6937 | 0 | 0 | 526659.6937 | 0 | -5421.6453 | 0 | 0 | 458127.6863 | 1973888.571 | 0 | 0 | 0 | 0 | 0 | 0 | 0 | 1973888.571 | 0 | 0 | 0 | 0 | 0 | 0 | 0 | 2432016.2573 | 45176688.3486 | Current Rate | 2011 | 0.232 |  |  |  | 0 | #N/A | 2042 | 5542 | 1698 | 15517600 | 4754400 | 20272000 | 5068 | 19796.56 | 12163.2 | 0 | 4400 | 0 | 4300 | 2500 | 0 | 2042 | 0 | [33 empty] | 0 | 0 | 0 | 0 | 0 | 0 | 0 | 0
2043 | 184820.2432 | -10.71% | -19796.56 | 984767.2505 | 0% | 0 | 286460.2283 | 84.92% | 243264 | 165023.6832 | 0 | 0 | 165023.6832 | 984767.2505 | 0 | 0 | 984767.2505 | 529724.2283 | 0 | 0 | 529724.2283 | 0 | -5421.6453 | 0 | 0 | 477938.9406 | 1983758.0139 | 0 | 0 | 0 | 0 | 0 | 0 | 0 | 1983758.0139 | 0 | 0 | 0 | 0 | 0 | 0 | 0 | 2461696.9545 | 47638385.3031 | [6 empty] | 0 | #N/A | 2043 | 5542 | 1698 | 15517600 | 4754400 | 20272000 | 5068 | 19796.56 | 12163.2 | 0 | 4400 | 0 | 4300 | 2500 | 0 | 2043 | 0 | [34 empty] | 0 | 0 | 0 | 0 | 0 | 0 | 0
2044 | 186396.8688 | -10.62% | -19796.56 | 993153.8496 | 0% | 0 | 289524.7629 | 84.02% | 243264 | 166600.3088 | 0 | 0 | 166600.3088 | 993153.8496 | 0 | 0 | 993153.8496 | 532788.7629 | 0 | 0 | 532788.7629 | 0 | -5421.6453 | 0 | 0 | 500395.4191 | 1993676.8039 | 0 | 0 | 0 | 0 | 0 | 0 | 0 | 1993676.8039 | 0 | 0 | 0 | 0 | 0 | 0 | 0 | 2494072.223 | 50132457.5261 | Term of MCCO Debt |  | 20 | years |  |  | 0 | #N/A | 2044 | 5542 | 1698 | 15517600 | 4754400 | 20272000 | 5068 | 19796.56 | 12163.2 | 0 | 4400 | 0 | 4300 | 2500 | 0 | 2044 | 0 | [35 empty] | 0 | 0 | 0 | 0 | 0 | 0
2045 | 187973.4944 | -10.53% | -19796.56 | 1001540.4488 | 0% | 0 | 292589.2974 | 83.14% | 243264 | 168176.9344 | 0 | 0 | 168176.9344 | 1001540.4488 | 0 | 0 | 1001540.4488 | 535853.2974 | 0 | 0 | 535853.2974 | 0 | -5421.6453 | 0 | 0 | 526138.6756 | 2003645.188 | 0 | 0 | 0 | 0 | 0 | 0 | 0 | 2003645.188 | 0 | 0 | 0 | 0 | 0 | 0 | 0 | 2529783.8635 | 52662241.3896 | Cost of MCCO Debt |  | 4% |  |  |  | 0 | #N/A | 2045 | 5542 | 1698 | 15517600 | 4754400 | 20272000 | 5068 | 19796.56 | 12163.2 | 0 | 4400 | 0 | 4300 | 2500 | 0 | 2045 | 0 | [36 empty] | 0 | 0 | 0 | 0 | 0
2046 | 189550.12 | -10.44% | -19796.56 | 1009927.0479 | 0% | 0 | 295653.832 | 82.28% | 243264 | 169753.56 | 0 | 0 | 169753.56 | 1009927.0479 | 0 | 0 | 1009927.0479 | 538917.832 | 0 | 0 | 538917.832 | 0 | -5421.6453 | 0 | 0 | 553610.4862 | 2013663.4139 | 0 | 0 | 0 | 0 | 0 | 0 | 0 | 2013663.4139 | 0 | 0 | 0 | 0 | 0 | 0 | 0 | 2567273.9001 | 55229515.2897 | [6 empty] | 0 | #N/A | 2046 | 5542 | 1698 | 15517600 | 4754400 | 20272000 | 5068 | 19796.56 | 12163.2 | 0 | 4400 | 0 | 4300 | 2500 | 0 | 2046 | 0 | [37 empty] | 0 | 0 | 0 | 0
2047 | 191126.7456 | -10.36% | -19796.56 | 1018313.647 | 0% | 0 | 298718.3666 | 81.44% | 243264 | 171330.1856 | 0 | 0 | 171330.1856 | 1018313.647 | 0 | 0 | 1018313.647 | 541982.3666 | 0 | 0 | 541982.3666 | 0 | -5421.6453 | 0 | 0 | 583027.1819 | 2023731.731 | 0 | 0 | 0 | 0 | 0 | 0 | 0 | 2023731.731 | 0 | 0 | 0 | 0 | 0 | 0 | 0 | 2606758.9128 | 57836274.2026 | [6 empty] | 0 | #N/A | 2047 | 5542 | 1698 | 15517600 | 4754400 | 20272000 | 5068 | 19796.56 | 12163.2 | 0 | 4400 | 0 | 4300 | 2500 | 0 | 2047 | 0 | [38 empty] | 0 | 0 | 0
2048 | 192703.3712 | -10.27% | -19796.56 | 1026700.2462 | 0% | 0 | 301782.9011 | 80.61% | 243264 | 172906.8112 | 0 | 0 | 172906.8112 | 1026700.2462 | 0 | 0 | 1026700.2462 | 545046.9011 | 0 | 0 | 545046.9011 | 0 | -5421.6453 | 0 | 0 | 614623.2778 | 2033850.3896 | 0 | 0 | 0 | 0 | 0 | 0 | 0 | 2033850.3896 | 0 | 0 | 0 | 0 | 0 | 0 | 0 | 2648473.6674 | 60484747.87 | Undiversified Load Connected | [5 empty] | 0 | #N/A | 2048 | 5542 | 1698 | 15517600 | 4754400 | 20272000 | 5068 | 19796.56 | 12163.2 | 0 | 4400 | 0 | 4300 | 2500 | 0 | 2048 | 0 | [39 empty] | 0 | 0
2049 | 194279.9968 | -10.19% | -19796.56 | 1035086.8453 | 0% | 0 | 304847.4357 | 79.8% | 243264 | 174483.4368 | 0 | 0 | 174483.4368 | 1035086.8453 | 0 | 0 | 1035086.8453 | 548111.4357 | 0 | 0 | 548111.4357 | 0 | -5421.6453 | 0 | 0 | 648649.5662 | 2044019.6416 | 0 | 0 | 0 | 0 | 0 | 0 | 0 | 2044019.6416 | 0 | 0 | 0 | 0 | 0 | 0 | 0 | 2692669.2078 | 63177417.0777 | Phase 1 & 2 | 2012 | 2598 |  |  |  | 0 | #N/A | 2049 | 5542 | 1698 | 15517600 | 4754400 | 20272000 | 5068 | 19796.56 | 12163.2 | 0 | 4400 | 0 | 4300 | 2500 | 0 | 2049 | 0 | [40 empty] | 0
2050 | 195856.6225 | -10.11% | -19796.56 | 1043473.4444 | 0% | 0 | 307911.9702 | 79% | 243264 | 176060.0625 | 0 | 0 | 176060.0625 | 1043473.4444 | 0 | 0 | 1043473.4444 | 551175.9702 | 0 | 0 | 551175.9702 | 0 | -5421.6453 | 0 | 0 | 685371.2364 | 2054239.7398 | 0 | 0 | 0 | 0 | 0 | 0 | 0 | 2054239.7398 | 0 | 0 | 0 | 0 | 0 | 0 | 0 | 2739610.9762 | 65917028.054 | Phase 3 | 2014 | 2182 |  |  |  | 0 | #N/A | 2050 | 5542 | 1698 | 15517600 | 4754400 | 20272000 | 5068 | 19796.56 | 12163.2 | 0 | 4400 | 0 | 4300 | 2500 | 0 | 2050 | 0
[45 empty] | Phase 4 + Bingham | 2016 | 762 | [21 empty] | 0 | 0 | 0 | -0.14724 | -0.14724 | -0.34774 | -0.34774 | -1.0092 | -1.0092 | -1.0975 | -1.0975 | -1.0975 | -1.0975 | -1.0975 | -1.0975 | -1.0975 | -1.0975 | -1.0975 | -1.0975 | -1.0975 | -1.0975 | -1.0975 | -1.0975 | -0.95026 | -0.95026 | -0.74975 | -0.74975 | -0.088298 | -0.088298 | 0 | 0 | 0 | 0 | 0 | 0 | 0 | 0 | 0 | 0 | 0 | 0 | 0
HOME
Note on AU21: Rob McKenna: Per Appendix A November 2009 Chilled Water Loop Study by Starr & Sons.
Note on AU23: Rob McKenna: Per page 3 November 2009 Chilled Water Loop Study by Starr & Sons.
Note on AW44: Rob McKenna: Per Gene Matthes, CWRU is responsible for the indoor work and a commensurate portion of the fees and soft costs by phase as outlined in the November 2009 Chilled Water Loop Study by Starr & Sons.
Note on AW53: Rob McKenna: Source: Discussion with Mike Heise.
Note on AW54: Rob McKenna: Source: Discussion with Mike Heise.

## CHP
|  | Actionable Alternative: | Combined Heat & Power | [6 empty] | NPV through 2050 | Cumulative Carbon Abatement (2010 - 2050) | Contribution toward Neutralilty in |  | Average
|  | Year Implemented: | 2013 | [5 empty] | Avoided Compliance Risk: | 31509594.0111 | 2421139.0241 | 2050
|  | Reference Case: | CentralChillerExp | [5 empty] | Incremental Fuel Savings (Cost): | 42797948.8002 | Average | 69175.4007 |  | 3562900.7011
|  |  | Return to Summary | [5 empty] | Avoided Capital Cost: | 0 | 63714.1848 | 6.327% |  | 0
|  | Wedge Group: | Energy Conservation | [5 empty] | New Capital Cost: | 0 |  |  |  | 0
[9 empty] | Avoided Operating Costs: | 15728732.9835 |  |  |  | 1228575.7345
[9 empty] | New Operating Costs: | -34479536.3879 |  |  |  | -2486680.7782
[9 empty] | Incremental Cash Flow: | 55556739.407
[9 empty] | DPI: | No Capital
IRR:
[9 empty] | Simple Payback: | 3
[9 empty] | Total Incremental Savings (Cost) w/o Compliance Savings: | 24047145.3959
[9 empty] | Levelized Cost (Savings) per MTCDE Avoided: | -31.808
[9 empty] | Levelized Avoided Compliance Cost per MTCDE Avoided: | 41.6788
| Incremental Utility Demand Savings | [8 empty] | Electricity Supply |  |  |  | Steam Supply |  |  |  | Chilled Water Supply |  |  |  | GHG and Compliance Risk Reductions |  |  |  |  | Incremental Fuel Savings (Cost) | [8 empty] | Incremental Non-Fuel OPEX/Capital Savings (Cost) | [6 empty] | Cash Flow
| Reference Electric Load | % Reduction from Reference | Change in Electricity Demand | Reference Steam Load | % Reduction from Reference | Change in Steam Demand | Reference Chilled Water Load | % Reduction from Reference | Change in Chilled Water Demand | Beginning Required P/E | Displaced P/E | New Electricity Source | Ending Required P/E | Beginning Required Steam | Displaced Steam | New Heat Source | Ending Required Steam | Beginning Required Chilled Water | Displaced Chilled Water | New Cooling Source | Ending Required Chilled Water | Scope 1 | Scope 2 | Scope 3 (Commuting) | Scope 3 (Air Travel, other) | Avoided Compliance Risk | Electricity Savings | New Electricity Source Fuel Cost | Steam Savings | New Steam Source Fuel Cost | Chilled Water Savings | New Chilled Water Source Fuel Cost | Incremental Fuel (Coal-NG | Campus Fleet Fuel | Incremental Fuel Savings (Cost) | Avoided Capital Cost | New Capital Cost | Incremental Capital | Avoided Operating Costs | New Operating Costs (including Debt Service) | Incremental OPEX | Other Revenue | Incremental Cash Flow | Cumulative Cash Flow | Notes/Description of Assumptions Please describe all assumptions for modeling here: | BAU Scope 2 Emissions
FYE | MWh |  | MWh | MMBtu |  | MMBtu | MMBtu |  | MMBtu | MWh | MWh | MWh | MWh | MMBtu | MMBtu | MMBtu | MMBtu | MMBtu | MMBtu | MMBtu | MMBtu | MTCDE | MTCDE | MTCDE | MTCDE | 2010 $ | 2010 $ | 2010 $ | 2010 $ | 2010 $ | 2010 $ | 2010 $ | 2010 $ | 2010 $ | 2010 $ | 2010 $ | 2010 $ | 2010 $ | 2010 $ | 2010 $ | 2010 $ | 2010 $ | 2010 $ | 2010 $
2010 | 128552.6351 | 0% | 0 | 685461.0151 | 0% | 0 | 179442.3946 | 0% | 0 | 128552.6351 | 0 | 0 | 128552.6351 | 685461.0151 | 0 | 0 | 685461.0151 | 179442.3946 | 0 | 0 | 179442.3946 | 0 | 0 | 0 | 0 | 0 | 0 | 0 | 0 | 0 | 0 | 0 | 0 | 0 | 0 | 0 | 0 | 0 | 0 | 0 | 0 | 0 | 0 | 0
2011 | 130129.2607 | 0% | 0 | 693847.6143 | 0% | 0 | 182506.9291 | 0% | 0 | 130129.2607 | 0 | 0 | 130129.2607 | 693847.6143 | 0 | 0 | 693847.6143 | 182506.9291 | 0 | 0 | 182506.9291 | 0 | 0 | 0 | 0 | 0 | 0 | 0 | 0 | 0 | 0 | 0 | 0 | 0 | 0 | 0 | 0 | 0 | 0 | 0 | 0 | 0 | 0 | 0 | See input assumptions on CHP_NG_Baseload_withDB
2012 | 126123.072 | 0% | 0 | 713508.4454 | 0% | 0 | 281513.6403 | 0% | 0 | 126123.072 | 0 | 0 | 126123.072 | 713508.4454 | 0 | 0 | 713508.4454 | 281513.6403 | 0 | 0 | 281513.6403 | 0 | 0 | 0 | 0 | 0 | 0 | 0 | 0 | 0 | 0 | 0 | 0 | 0 | 0 | 0 | 0 | 0 | 0 | 0 | 0 | 0 | 0 | 0
2013 | 128063.79 | 0% | 0 | 724969.8351 | 0% | 0 | 288233.7503 | 0% | 0 | 128063.79 | 0 | 0 | 128063.79 | 724969.8351 | 0 | 0 | 724969.8351 | 288233.7503 | 0 | 0 | 288233.7503 | 0 | 0 | 0 | 0 | 0 | 0 | 0 | 0 | 0 | 0 | 0 | 0 | 0 | 0 | 0 | 0 | 0 | 0 | 0 | 0 | 0 | 0 | 0 | Year of Implementation | 62416.2037 | 66716.2345
2014 | 123316.8676 | 0% | 0 | 733356.4343 | 0% | 0 | 367466.1248 | 0% | 0 | 123316.8676 | 0 | 0 | 123316.8676 | 733356.4343 | 0 | 0 | 733356.4343 | 367466.1248 | 0 | 0 | 367466.1248 | 0 | 0 | 0 | 0 | 0 | 0 | 0 | 0 | 0 | 0 | 0 | 0 | 0 | 0 | 0 | 0 | 0 | 0 | 0 | 0 | 0 | 0 | 0 | 2013
2015 | 126220.9864 | 0% | 0 | 749942.4749 | 0% | 0 | 375524.4605 | 0% | 0 | 126220.9864 | 0 | 0 | 126220.9864 | 749942.4749 | 0 | 0 | 749942.4749 | 375524.4605 | 0 | 0 | 375524.4605 | 0 | 0 | 0 | 0 | 0 | 0 | 0 | 0 | 0 | 0 | 0 | 0 | 0 | 0 | 0 | 0 | 0 | 0 | 0 | 0 | 0 | 0 | 0
2016 | 125450.064 | 0% | 0 | 758329.074 | 0% | 0 | 407044.8351 | 0% | 0 | 125450.064 | -103449.1176 | 103449.1176 | 22000.9464 | 758329.074 | 0 | 0 | 758329.074 | 407044.8351 | 0 | 0 | 407044.8351 | 0 | -69175.4007 | 0 | 0 | 812015.8654 | 9060289.752 | 0 | 0 | 0 | 0 | 0 | -5700835.6945 | 0 | 3359454.0575 | 0 | 0 | 0 | 1439188.7175 | -3410047.5185 | -1970858.801 | 0 | 2200611.1218 | 2200611.1218
2017 | 126812.7416 | 0% | 0 | 766715.6731 | 0% | 0 | 412962.0097 | 0% | 0 | 126812.7416 | -103449.1176 | 103449.1176 | 23363.624 | 766715.6731 | 0 | 0 | 766715.6731 | 412962.0097 | 0 | 0 | 412962.0097 | 0 | -69175.4007 | 0 | 0 | 925626.1907 | 9105591.2008 | 0 | 0 | 0 | 0 | 0 | -5700835.6945 | 0 | 3404755.5063 | 0 | 0 | 0 | 1439188.7175 | -3410047.5185 | -1970858.801 | 0 | 2359522.8959 | 4560134.0178
2018 | 128175.4192 | 0% | 0 | 775102.2723 | 0% | 0 | 418879.1842 | 0% | 0 | 128175.4192 | -103449.1176 | 103449.1176 | 24726.3016 | 775102.2723 | 0 | 0 | 775102.2723 | 418879.1842 | 0 | 0 | 418879.1842 | 0 | -69175.4007 | 0 | 0 | 1044142.0322 | 9151119.1568 | 0 | 0 | 0 | 0 | 0 | -5700835.6945 | 0 | 3450283.4623 | 0 | 0 | 0 | 1439188.7175 | -3410047.5185 | -1970858.801 | 0 | 2523566.6935 | 7083700.7113
2019 | 129538.0968 | 0% | 0 | 783488.8714 | 0% | 0 | 424796.3588 | 0% | 0 | 129538.0968 | -103449.1176 | 103449.1176 | 26088.9792 | 783488.8714 | 0 | 0 | 783488.8714 | 424796.3588 | 0 | 0 | 424796.3588 | 0 | -69175.4007 | 0 | 0 | 1167408.1358 | 9196874.7526 | 0 | 0 | 0 | 0 | 0 | -5700835.6945 | 0 | 3496039.0581 | 0 | 0 | 0 | 1439188.7175 | -3410047.5185 | -1970858.801 | 0 | 2692588.3929 | 9776289.1041
2020 | 130900.7744 | 0% | 0 | 791875.4705 | 0% | 0 | 430713.5334 | 0% | 0 | 130900.7744 | -103449.1176 | 103449.1176 | 27451.6568 | 791875.4705 | 0 | 0 | 791875.4705 | 430713.5334 | 0 | 0 | 430713.5334 | 0 | -69175.4007 | 0 | 0 | 1295270.9197 | 9242859.1264 | 0 | 0 | 0 | 0 | 0 | -5700835.6945 | 0 | 3542023.4318 | 0 | 0 | 0 | 1439188.7175 | -3410047.5185 | -1970858.801 | 0 | 2866435.5505 | 12642724.6546
2021 | 132263.452 | 0% | 0 | 800262.0697 | 0% | 0 | 436630.7079 | 0% | 0 | 132263.452 | -103449.1176 | 103449.1176 | 28814.3344 | 800262.0697 | 0 | 0 | 800262.0697 | 436630.7079 | 0 | 0 | 436630.7079 | 0 | -69175.4007 | 0 | 0 | 1442790.7386 | 9289073.422 | 0 | 0 | 0 | 0 | 0 | -5700835.6945 | 0 | 3588237.7275 | 0 | 0 | 0 | 1439188.7175 | -3410047.5185 | -1970858.801 | 0 | 3060169.665 | 15702894.3196
2022 | 133626.1296 | 0% | 0 | 808648.6688 | 0% | 0 | 442547.8825 | 0% | 0 | 133626.1296 | -103449.1176 | 103449.1176 | 30177.012 | 808648.6688 | 0 | 0 | 808648.6688 | 442547.8825 | 0 | 0 | 442547.8825 | 0 | -69175.4007 | 0 | 0 | 1596003.4414 | 9335518.7891 | 0 | 0 | 0 | 0 | 0 | -5700835.6945 | 0 | 3634683.0946 | 0 | 0 | 0 | 1439188.7175 | -3410047.5185 | -1970858.801 | 0 | 3259827.735 | 18962722.0546
2023 | 134988.8072 | 0% | 0 | 817035.2679 | 0% | 0 | 448465.057 | 0% | 0 | 134988.8072 | -103449.1176 | 103449.1176 | 31539.6896 | 817035.2679 | 0 | 0 | 817035.2679 | 448465.057 | 0 | 0 | 448465.057 | 0 | -69175.4007 | 0 | 0 | 1754679.4719 | 9382196.383 | 0 | 0 | 0 | 0 | 0 | -5700835.6945 | 0 | 3681360.6885 | 0 | 0 | 0 | 1439188.7175 | -3410047.5185 | -1970858.801 | 0 | 3465181.3594 | 22427903.414
2024 | 136351.4848 | 0% | 0 | 825421.8671 | 0% | 0 | 454382.2316 | 0% | 0 | 136351.4848 | -103449.1176 | 103449.1176 | 32902.3672 | 825421.8671 | 0 | 0 | 825421.8671 | 454382.2316 | 0 | 0 | 454382.2316 | 0 | -69175.4007 | 0 | 0 | 1918590.8574 | 9429107.365 | 0 | 0 | 0 | 0 | 0 | -5700835.6945 | 0 | 3728271.6704 | 0 | 0 | 0 | 1439188.7175 | -3410047.5185 | -1970858.801 | 0 | 3676003.7268 | 26103907.1408
2025 | 137714.1624 | 0% | 0 | 833808.4662 | 0% | 0 | 460299.4062 | 0% | 0 | 137714.1624 | -103449.1176 | 103449.1176 | 34265.0448 | 833808.4662 | 0 | 0 | 833808.4662 | 460299.4062 | 0 | 0 | 460299.4062 | 0 | -69175.4007 | 0 | 0 | 2087511.2132 | 9476252.9018 | 0 | 0 | 0 | 0 | 0 | -5700835.6945 | 0 | 3775417.2073 | 0 | 0 | 0 | 1439188.7175 | -3410047.5185 | -1970858.801 | 0 | 3892069.6194 | 29995976.7602
2026 | 139076.84 | 0% | 0 | 842195.0653 | 0% | 0 | 466216.5807 | 0% | 0 | 139076.84 | -103449.1176 | 103449.1176 | 35627.7224 | 842195.0653 | 0 | 0 | 842195.0653 | 466216.5807 | 0 | 0 | 466216.5807 | 0 | -69175.4007 | 0 | 0 | 2278462.4638 | 9523634.1663 | 0 | 0 | 0 | 0 | 0 | -5700835.6945 | 0 | 3822798.4718 | 0 | 0 | 0 | 1439188.7175 | -3410047.5185 | -1970858.801 | 0 | 4130402.1345 | 34126378.8947
2027 | 140439.5176 | 0% | 0 | 850581.6644 | 0% | 0 | 472133.7553 | 0% | 0 | 140439.5176 | -103449.1176 | 103449.1176 | 36990.4 | 850581.6644 | 0 | 0 | 850581.6644 | 472133.7553 | 0 | 0 | 472133.7553 | 0 | -69175.4007 | 0 | 0 | 2475342.0535 | 9571252.3371 | 0 | 0 | 0 | 0 | 0 | -5700835.6945 | 0 | 3870416.6426 | 0 | 0 | 0 | 1439188.7175 | -3410047.5185 | -1970858.801 | 0 | 4374899.8951 | 38501278.7898
2028 | 141802.1952 | 0% | 0 | 858968.2636 | 0% | 0 | 478050.9299 | 0% | 0 | 141802.1952 | -103449.1176 | 103449.1176 | 38353.0776 | 858968.2636 | 0 | 0 | 858968.2636 | 478050.9299 | 0 | 0 | 478050.9299 | 0 | -69175.4007 | 0 | 0 | 2677862.1638 | 9619108.5988 | 0 | 0 | 0 | 0 | 0 | -5700835.6945 | 0 | 3918272.9043 | 0 | 0 | 0 | 1439188.7175 | -3410047.5185 | -1970858.801 | 0 | 4625276.267 | 43126555.0568
2029 | 143164.8728 | 0% | 0 | 867354.8627 | 0% | 0 | 483968.1044 | 0% | 0 | 143164.8728 | -103449.1176 | 103449.1176 | 39715.7552 | 867354.8627 | 0 | 0 | 867354.8627 | 483968.1044 | 0 | 0 | 483968.1044 | 0 | -69175.4007 | 0 | 0 | 2885736.52 | 9667204.1418 | 0 | 0 | 0 | 0 | 0 | -5700835.6945 | 0 | 3966368.4473 | 0 | 0 | 0 | 1439188.7175 | -3410047.5185 | -1970858.801 | 0 | 4881246.1662 | 48007801.223
2030 | 144527.5504 | 0% | 0 | 875741.4618 | 0% | 0 | 489885.279 | 0% | 0 | 144527.5504 | -103449.1176 | 103449.1176 | 41078.4328 | 875741.4618 | 0 | 0 | 875741.4618 | 489885.279 | 0 | 0 | 489885.279 | 0 | -69175.4007 | 0 | 0 | 3098680.3619 | 9715540.1625 | 0 | 0 | 0 | 0 | 0 | -5700835.6945 | 0 | 4014704.468 | 0 | 0 | 0 | 1439188.7175 | -3410047.5185 | -1970858.801 | 0 | 5142526.0288 | 53150327.2518
2031 | 146104.176 | 0% | 0 | 884128.061 | 0% | 0 | 492949.8135 | 0% | 0 | 146104.176 | -103449.1176 | 103449.1176 | 42655.0584 | 884128.061 | 0 | 0 | 884128.061 | 492949.8135 | 0 | 0 | 492949.8135 | 0 | -69175.4007 | 0 | 0 | 3342521.5325 | 9764117.8633 | 0 | 0 | 0 | 0 | 0 | -5700835.6945 | 0 | 4063282.1688 | 0 | 0 | 0 | 1439188.7175 | -3410047.5185 | -1970858.801 | 0 | 5434944.9003 | 58585272.1521
2032 | 147680.8016 | 0% | 0 | 892514.6601 | 0% | 0 | 496014.3481 | 0% | 0 | 147680.8016 | -103449.1176 | 103449.1176 | 44231.684 | 892514.6601 | 0 | 0 | 892514.6601 | 496014.3481 | 0 | 0 | 496014.3481 | 0 | -69175.4007 | 0 | 0 | 3592331.7519 | 9812938.4526 | 0 | 0 | 0 | 0 | 0 | -5700835.6945 | 0 | 4112102.7581 | 0 | 0 | 0 | 1439188.7175 | -3410047.5185 | -1970858.801 | 0 | 5733575.7089 | 64318847.8611
2033 | 149257.4272 | 0% | 0 | 900901.2592 | 0% | 0 | 499078.8827 | 0% | 0 | 149257.4272 | -103449.1176 | 103449.1176 | 45808.3096 | 900901.2592 | 0 | 0 | 900901.2592 | 499078.8827 | 0 | 0 | 499078.8827 | 0 | -69175.4007 | 0 | 0 | 3816271.627 | 9862003.1449 | 0 | 0 | 0 | 0 | 0 | -5700835.6945 | 0 | 4161167.4504 | 0 | 0 | 0 | 1439188.7175 | -3410047.5185 | -1970858.801 | 0 | 6006580.2764 | 70325428.1374
2034 | 150834.0528 | 0% | 0 | 909287.8584 | 0% | 0 | 502143.4172 | 0% | 0 | 150834.0528 | -103449.1176 | 103449.1176 | 47384.9352 | 909287.8584 | 0 | 0 | 909287.8584 | 502143.4172 | 0 | 0 | 502143.4172 | 0 | -69175.4007 | 0 | 0 | 4013071.0278 | 9911313.1606 | 0 | 0 | 0 | 0 | 0 | -5700835.6945 | 0 | 4210477.4661 | 0 | 0 | 0 | 1439188.7175 | -3410047.5185 | -1970858.801 | 0 | 6252689.6929 | 76578117.8303
2035 | 152410.6784 | 0% | 0 | 917674.4575 | 0% | 0 | 505207.9518 | 0% | 0 | 152410.6784 | -103449.1176 | 103449.1176 | 48961.5608 | 917674.4575 | 0 | 0 | 917674.4575 | 505207.9518 | 0 | 0 | 505207.9518 | 0 | -69175.4007 | 0 | 0 | 4213911.2865 | 9960869.7264 | 0 | 0 | 0 | 0 | 0 | -5700835.6945 | 0 | 4260034.0319 | 0 | 0 | 0 | 1439188.7175 | -3410047.5185 | -1970858.801 | 0 | 6503086.5174 | 83081204.3477
2036 | 153987.304 | 0% | 0 | 926061.0566 | 0% | 0 | 508272.4864 | 0% | 0 | 153987.304 | -103449.1176 | 103449.1176 | 50538.1864 | 926061.0566 | 0 | 0 | 926061.0566 | 508272.4864 | 0 | 0 | 508272.4864 | 0 | -69175.4007 | 0 | 0 | 4448888.7055 | 10010674.0751 | 0 | 0 | 0 | 0 | 0 | -5700835.6945 | 0 | 4309838.3806 | 0 | 0 | 0 | 1439188.7175 | -2250197.4357 | -811008.7182 | 0 | 7947718.3679 | 91028922.7156
2037 | 155563.9296 | 0% | 0 | 934447.6557 | 0% | 0 | 511337.0209 | 0% | 0 | 155563.9296 | -103449.1176 | 103449.1176 | 52114.812 | 934447.6557 | 0 | 0 | 934447.6557 | 511337.0209 | 0 | 0 | 511337.0209 | 0 | -69175.4007 | 0 | 0 | 4682844.7336 | 10060727.4454 | 0 | 0 | 0 | 0 | 0 | -5700835.6945 | 0 | 4359891.7509 | 0 | 0 | 0 | 1439188.7175 | -2250197.4357 | -811008.7182 | 0 | 8231727.7664 | 99260650.482
2038 | 157140.5552 | 0% | 0 | 942834.2549 | 0% | 0 | 514401.5555 | 0% | 0 | 157140.5552 | -103449.1176 | 103449.1176 | 53691.4376 | 942834.2549 | 0 | 0 | 942834.2549 | 514401.5555 | 0 | 0 | 514401.5555 | 0 | -69175.4007 | 0 | 0 | 4915159.3507 | 10111031.0827 | 0 | 0 | 0 | 0 | 0 | -5700835.6945 | 0 | 4410195.3882 | 0 | 0 | 0 | 1439188.7175 | -2250197.4357 | -811008.7182 | 0 | 8514346.0207 | 107774996.5027
2039 | 158717.1808 | 0% | 0 | 951220.854 | 0% | 0 | 517466.0901 | 0% | 0 | 158717.1808 | -103449.1176 | 103449.1176 | 55268.0632 | 951220.854 | 0 | 0 | 951220.854 | 517466.0901 | 0 | 0 | 517466.0901 | 0 | -69175.4007 | 0 | 0 | 5145327.2518 | 10161586.2381 | 0 | 0 | 0 | 0 | 0 | -5700835.6945 | 0 | 4460750.5436 | 0 | 0 | 0 | 1439188.7175 | -2250197.4357 | -811008.7182 | 0 | 8795069.0772 | 116570065.5799
2040 | 160293.8064 | 0% | 0 | 959607.4531 | 0% | 0 | 520530.6246 | 0% | 0 | 160293.8064 | -103449.1176 | 103449.1176 | 56844.6888 | 959607.4531 | 0 | 0 | 959607.4531 | 520530.6246 | 0 | 0 | 520530.6246 | 0 | -69175.4007 | 0 | 0 | 5386718.8825 | 10212394.1693 | 0 | 0 | 0 | 0 | 0 | -5700835.6945 | 0 | 4511558.4748 | 0 | 0 | 0 | 1439188.7175 | -2250197.4357 | -811008.7182 | 0 | 9087268.6391 | 125657334.2189
2041 | 161870.432 | 0% | 0 | 967994.0523 | 0% | 0 | 523595.1592 | 0% | 0 | 161870.432 | -103449.1176 | 103449.1176 | 58421.3144 | 967994.0523 | 0 | 0 | 967994.0523 | 523595.1592 | 0 | 0 | 523595.1592 | 0 | -69175.4007 | 0 | 0 | 5620567.7645 | 10263456.1401 | 0 | 0 | 0 | 0 | 0 | -5700835.6945 | 0 | 4562620.4456 | 0 | 0 | 0 | 1439188.7175 | -2250197.4357 | -811008.7182 | 0 | 9372179.4919 | 135029513.7109
2042 | 163447.0576 | 0% | 0 | 976380.6514 | 0% | 0 | 526659.6937 | 0% | 0 | 163447.0576 | -103449.1176 | 103449.1176 | 59997.94 | 976380.6514 | 0 | 0 | 976380.6514 | 526659.6937 | 0 | 0 | 526659.6937 | 0 | -69175.4007 | 0 | 0 | 5845304.2682 | 10314773.4208 | 0 | 0 | 0 | 0 | 0 | -5700835.6945 | 0 | 4613937.7263 | 0 | 0 | 0 | 1439188.7175 | -2250197.4357 | -811008.7182 | 0 | 9648233.2763 | 144677746.9872
2043 | 165023.6832 | 0% | 0 | 984767.2505 | 0% | 0 | 529724.2283 | 0% | 0 | 165023.6832 | -103449.1176 | 103449.1176 | 61574.5656 | 984767.2505 | 0 | 0 | 984767.2505 | 529724.2283 | 0 | 0 | 529724.2283 | 0 | -69175.4007 | 0 | 0 | 6098078.3589 | 10366347.2879 | 0 | 0 | 0 | 0 | 0 | -5700835.6945 | 0 | 4665511.5934 | 0 | 0 | 0 | 1439188.7175 | -2250197.4357 | -811008.7182 | 0 | 9952581.2342 | 154630328.2214
2044 | 166600.3088 | 0% | 0 | 993153.8496 | 0% | 0 | 532788.7629 | 0% | 0 | 166600.3088 | -103449.1176 | 103449.1176 | 63151.1912 | 993153.8496 | 0 | 0 | 993153.8496 | 532788.7629 | 0 | 0 | 532788.7629 | 0 | -69175.4007 | 0 | 0 | 6384603.171 | 10418179.0244 | 0 | 0 | 0 | 0 | 0 | -5700835.6945 | 0 | 4717343.3298 | 0 | 0 | 0 | 1439188.7175 | -2250197.4357 | -811008.7182 | 0 | 10290937.7827 | 164921266.0041
2045 | 168176.9344 | 0% | 0 | 1001540.4488 | 0% | 0 | 535853.2974 | 0% | 0 | 168176.9344 | -103449.1176 | 103449.1176 | 64727.8168 | 1001540.4488 | 0 | 0 | 1001540.4488 | 535853.2974 | 0 | 0 | 535853.2974 | 0 | -69175.4007 | 0 | 0 | 6713064.3653 | 10470269.9195 | 0 | 0 | 0 | 0 | 0 | -5700835.6945 | 0 | 4769434.225 | 0 | 0 | 0 | 1439188.7175 | -2250197.4357 | -811008.7182 | 0 | 10671489.8721 | 175592755.8762
2046 | 169753.56 | 0% | 0 | 1009927.0479 | 0% | 0 | 538917.832 | 0% | 0 | 169753.56 | -103449.1176 | 103449.1176 | 66304.4424 | 1009927.0479 | 0 | 0 | 1009927.0479 | 538917.832 | 0 | 0 | 538917.832 | 0 | -69175.4007 | 0 | 0 | 7063580.3829 | 10522621.2691 | 0 | 0 | 0 | 0 | 0 | -5700835.6945 | 0 | 4821785.5746 | 0 | 0 | 0 | 1439188.7175 | -2250197.4357 | -811008.7182 | 0 | 11074357.2393 | 186667113.1155
2047 | 171330.1856 | 0% | 0 | 1018313.647 | 0% | 0 | 541982.3666 | 0% | 0 | 171330.1856 | -103449.1176 | 103449.1176 | 67881.068 | 1018313.647 | 0 | 0 | 1018313.647 | 541982.3666 | 0 | 0 | 541982.3666 | 0 | -69175.4007 | 0 | 0 | 7438911.4134 | 10575234.3754 | 0 | 0 | 0 | 0 | 0 | -5700835.6945 | 0 | 4874398.6809 | 0 | 0 | 0 | 1439188.7175 | -2250197.4357 | -811008.7182 | 0 | 11502301.3761 | 198169414.4916
2048 | 172906.8112 | 0% | 0 | 1026700.2462 | 0% | 0 | 545046.9011 | 0% | 0 | 172906.8112 | -103449.1176 | 103449.1176 | 69457.6936 | 1026700.2462 | 0 | 0 | 1026700.2462 | 545046.9011 | 0 | 0 | 545046.9011 | 0 | -69175.4007 | 0 | 0 | 7842049.6646 | 10628110.5473 | 0 | 0 | 0 | 0 | 0 | -5700835.6945 | 0 | 4927274.8528 | 0 | 0 | 0 | 1439188.7175 | -2250197.4357 | -811008.7182 | 0 | 11958315.7992 | 210127730.2908
2049 | 174483.4368 | 0% | 0 | 1035086.8453 | 0% | 0 | 548111.4357 | 0% | 0 | 174483.4368 | -103449.1176 | 103449.1176 | 71034.3192 | 1035086.8453 | 0 | 0 | 1035086.8453 | 548111.4357 | 0 | 0 | 548111.4357 | 0 | -69175.4007 | 0 | 0 | 8276195.0241 | 10681251.1 | 0 | 0 | 0 | 0 | 0 | -5700835.6945 | 0 | 4980415.4055 | 0 | 0 | 0 | 1439188.7175 | -2250197.4357 | -811008.7182 | 0 | 12445601.7115 | 222573332.0023
2050 | 176060.0625 | 0% | 0 | 1043473.4444 | 0% | 0 | 551175.9702 | 0% | 0 | 176060.0625 | -103449.1176 | 103449.1176 | 72610.9449 | 1043473.4444 | 0 | 0 | 1043473.4444 | 551175.9702 | 0 | 0 | 551175.9702 | 0 | -69175.4007 | 0 | 0 | 8744731.0722 | 10734657.3555 | 0 | 0 | 0 | 0 | 0 | -5700835.6945 | 0 | 5033821.661 | 0 | 0 | 0 | 1439188.7175 | -2250197.4357 | -811008.7182 | 0 | 12967544.0151 | 235540876.0174
HOME

## CHP_NG_Baseload_With DB
Summary Metrics for Sample Initiative: Energy Source - CHP/Cogeneration at Central Plant
|  | Financial |  |  |  | Energy and GHG Intensity (Sample Year) |  |  |  | Qualitative TBL Criteria
|  |  |  | Capital Commitment | 2010 $MM |  |  | Sample Year | FYE 2013 | Sample
|  |  |  | Capital for Initiative | -56.25 |  |  | Impact on Energy Intensity: Source
|  |  |  | Avoided Capital | 0 |  |  | MMBtu (millions) |  | Support transinstitutional execution
|  |  |  | Overall Change in Capital | -56.25 |  |  | MMBTtu/Gsf |  | Students First
[8 empty] | % of Total for Institution |  | Faculty, Staff Talent, Culture | [6 empty] | Year Implemented: | 2013
|  |  |  | Average Annual Change in OPEX | 2010 $ |  |  | % of Total in Scope of Initiative |  | Research Prominence | [6 empty] | End of Economic Life: | 2033
|  |  |  | Excluding GHG Cost | 1.2532 |  |  |  |  | - Reliable utilities for research
|  |  |  | Additional with GHG Cost | 4.0177 |  |  | Impact on Energy Intensity: Site |  | Outreach & Collaboration
|  |  |  | Total | 5.2709 |  |  | MMBtu (millions) |  | Operating and Financial Soundness | [10 empty] | PV of Total Incremental Savings (Cost) w/o GHG Compliance Savings | 23.3268 | 2010$ MM
[8 empty] | MMBTtu/Gsf |  | - Fuel diversity | [10 empty] | Levelized Cost (Savings) before GHG Compliance Cost | -19.2535 | 2010$/MTCDe Avoided
|  |  |  | Impact on Revenue Requirement | NPV |  |  | % of Total for Institution | [12 empty] | Levelized Avoided Compliance Cost | 89.333 | 2010$/MTCDe Avoided
|  |  |  | Capital Recovery | -45.6417 |  |  | % of Total in Scope of Initiative | [12 empty] | Carbon Abatement
|  |  |  | OPEX - Fuel & P/E (w/o GHG) | 61.2571 |  |  |  |  | Key | [10 empty] | Total all years | 3142354.2193 | MTCDe
|  |  |  | OPEX - Non - Fuel | 7.7115 |  |  | Impact on GHG Emissions (1000's) | MTCO2e |  | Positive | [9 empty] | Average Annual | 157117.711 | MTCDe
|  |  |  | Subtotal w/o GHG | 23.3268 |  |  | Scope 1 (Direct) | -4.9499 |  | Caution
|  |  |  | OPEX - GHG Cost | 108.2328 |  |  | Scope 2 (Indirect) | 83.5869 |  | Stop
|  |  |  | Total Utility Rate Impact with GHG | 131.5597 |  |  | Scope 3 (Indirect) | 6.2915 | Note Positive (black) values represent an inflow of cash or decrease in EUI, GHG emissions, and utility rates. Negative (red) values represent an outflow of cash or increase in EUI, GHG emissions, and utility rates. Revenue Requirement is used to establish utility rates.
[8 empty] | Total | 84.9285
|  |  | Capital Efficiency | w/o GHG | with GHG |  |  | % of Total for Institution
|  |  | IRR (Real) | 5.025% | 11.55% |  |  | % of Total in Scope of Initiative
|  |  | DPI (Real) | 1.5111 | 3.8824 | Sample Impact on Utility Rates
|  |  | Simple Payback (years) |  |  | $/mlb | -1.792 | $/MWh | -4.7937
[5 empty] | Nominal | Inflation | Real
|  |  | Discount Rate: |  | 4.5% | 1.881% | 2.619%
| Incremental Utility Demand Savings | [11 empty] | Electricity Supply | [5 empty] | Steam Supply | [5 empty] | Coal Supply |  |  | NG Supply | [5 empty] | Incremental OPEX - Fuel & P/E w/o GHG Compliance Decrease (Increase) | [6 empty] | Incremental OPEX - GHG Compliance Risk Decrease (Increase) | [6 empty] | Incremental OPEX - Non-Fuel Decrease (Increase) |  |  | Capital Cost |  |  | Overall Incremental Cash Flow |  | Sample Initiative: Energy Source - NG CHP/Cogeneration - Central Plant Quantitative Assumptions |  |  |  |  | Sample Initiative: Energy Source - Cogeneration Other Quantitative Assumptions - General for Case Western Reserve Campus in Sample Year |  |  |  |  | Sample Utility Rate Impact
| Reference Electric Load | % Reduction from Reference | Change in Electricity Demand | Reference Steam Load | % Reduction from Reference | Change in Steam Demand | Reference CW Load | % Reduction from Reference | Change in CW Demand | Reference NG Demand | % Reduction from Reference | Change in NG Demand | Beginning Required Electricity Supply | Beginning Customer Generation | Beginning Required P/E | New Source Electric Supply CT | Displaced P/E | Ending Required P/E | Beginning Required Steam Supply | Beginning Boiler Generation | New Source HRSG - Unfired | New Source HRSG Fired | Displaced Coal Boiler Generation | Ending Required Boiler | Beginning Coal Required | Displaced Coal | Ending Coal Required | Beginning Required NG | Displaced NG | New Source Electric Supply CT | New Source Thermal Supply HRSG - DB | Net Change in Required NG | Ending Required NG | Purchased Electricity |  | Coal |  | Natural Gas |  | Total Incremental OPEX - Fuel | Scope 1 Emissions | Scope 2 Emissions | Scope 3 (Transmission Losses) | Scope 3 (other) | Total Subject to Compliance Risk | Allowance Price per MtCO2e | Avoided Compliance Risk | Avoided OPEX Non-Fuel | New OPEX Non-Fuel | Incremental Opex Non-Fuel | Avoided Capital Cost | New Capital Cost | Incremental Capital | w/o GHG | with GHG |  |  | Value | Unit | Notes |  |  | Value | Unit | Notes | Incremental Impact on Revenue Requirement |  |  |  |  | MMBtu in Frame |  |  |  | Total Campus Demands |  | Allocation of Revenue Requirement Impact w/o GHG |  | Sample Rate Impact w/o GHG |  | Allocation of Revenue Requirement Impact w/o GHG |  | Sample Rate Impact w/o GHG
FYE | MWh |  | MWh | Mlb |  | klb | Tons |  | Tons | MMBtu HHV |  | MMBtu | MWh | MWh | MWh | MWh | MWh | MWh | klb | klb | klb | klb | klb | klb | MMBtu | MMBtu | MMBtu | MMBtu | MMBtu | MMBtu | MMBtu | MMBtu | MMBtu | 2010 $/MWh | 2010$ | 2010 $/MMBtu | 2010$ | 2010 $/MMBtu | 2010$ | 2010$ | MTCDE | MTCDE | MTCDE | MTCDE | MTCDE | 2010$ | 2010$ | 2010$ | 2010$ | 2010$ | 2010$ | 2010$ | 2010$ |  | 2010 $ | Design Basis | Process-match to minimum steam |  |  |  | Sample Year |  | 2013 | FYE |  | Bond PMT | Opex (w/o GHG) | Opex (with GHG) | Net (w/o GHG) | Net (with GHG) | Steam |  | Electricity |  | Steam | Electricity | Steam | Electricity | Steam | Electricity | Steam | Electricity | Steam | Electricity
NPV | [65 empty] | 2010 $ | 2010 $ | 2010 $ | 2010 $ | 2010 $ | MMBtu | % of Total | MMBtu | % of Total | mlb | MWh | 2010 $ | 2010 $ | 2010 $/mlb | 2010 $/MWh | 2010 $ | 2010 $ | 2010 $/mlb | 2010 $/MWh
2010 | 127999.908 | 0% | 0 | 547520.145 | 0% | 0 | 0 | 0% | 0 | 0 | 0% | 0 | 127999.908 | 0 | 127999.908 | 0 | 0 | 127999.908 | 547520.145 | 547520.145 | 0 | 0 | 0 | 547520.145 | 757832.2948 | 0 | 757832.2948 | 0 | 0 | 0 | 0 | 0 | 0 | 53.5274 | 0 | 4.5 | 0 | 6.9025 | 0 | 0 | 0 | 0 | 0 | 0 | 0 | 0 | 0 | 0 | 0 | 0 | 0 | -3750000 | -3750000 | -3750000 | -3750000 | Operation | Electric: baseload. Steam: load follow |  |  |  | Space | Conditioned |  | million Gsf
2011 | 127999.908 | 0% | 0 | 547520.145 | 0% | 0 | 0 | 0% | 0 | 0 | 0% | 0 | 127999.908 | 0 | 127999.908 | 0 | 0 | 127999.908 | 547520.145 | 547520.145 | 0 | 0 | 0 | 547520.145 | 757832.2948 | 0 | 757832.2948 | 0 | 0 | 0 | 0 | 0 | 0 | 55.5717 | 0 | 4.5 | 0 | 6.9025 | 0 | 0 | 0 | 0 | 0 | 0 | 0 | 0 | 0 | 0 | 0 | 0 | 0 | -16875000 | -16875000 | -16875000 | -16875000 | Equipment
2012 | 127999.908 | 0% | 0 | 547520.145 | 0% | 0 | 0 | 0% | 0 | 0 | 0% | 0 | 127999.908 | 0 | 127999.908 | 0 | 0 | 127999.908 | 547520.145 | 547520.145 | 0 | 0 | 0 | 547520.145 | 757832.2948 | 0 | 757832.2948 | 0 | 0 | 0 | 0 | 0 | 0 | 57.4356 | 0 | 4.5 | 0 | 6.9025 | 0 | 0 | 0 | 0 | 0 | 0 | 0 | 0 | 0 | 0 | 0 | 0 | 0 | -16875000 | -16875000 | -16875000 | -16875000 | Prime Mover | Nominal 15 MW combustion gas turbines | 1 | Quantity |  | Energy Use
2013 | 127999.908 | 0% | 0 | 547520.145 | 0% | 0 | 0 | 0% | 0 | 0 | 0% | 0 | 127999.908 | 0 | 127999.908 | 103449.1176 | -103449.1176 | 24550.7904 | 547520.145 | 547520.145 | 411939 | 67790.5725 | -479729.5725 | 67790.5725 | 757832.2948 | -664002.1671 | 93830.1277 | 0 | 0 | 1166919.116 | 91877.7614 | 1258796.8774 | 1258796.8774 | 58.7435 | 6076962.6768 | 4.5 | 2988009.752 | 6.9025 | -8688845.4465 | 376126.9823 | -4949.8807 | 83586.887 | 6291.4861 | 0 | 84928.4924 | 0 | 0 | 1439188.7175 | -1090347.3528 | 348841.3647 | 0 | 0 | 0 | 724968.347 | 724968.347 | Boilers (HRSGs) | With duct burner (DB, supplemental firing) | 1 | Quantity |  | Natural Gas |  |  | million MMBtu |  | -2319700.1657 | 724968.347 | 724968.347 | -1594731.8188 | -1594731.8188 | 564401.842 | 61.52% | 352968.3893 | 38.48% | 547520.145 | 127999.908 | -981141.0327 | -613590.7861 | -1.792 | -4.7937 | -981141.0327 | -613590.7861 | -1.792 | -4.7937
2014 | 127999.908 | 0% | 0 | 547520.145 | 0% | 0 | 0 | 0% | 0 | 0 | 0% | 0 | 127999.908 | 0 | 127999.908 | 103449.1176 | -103449.1176 | 24550.7904 | 547520.145 | 547520.145 | 411939 | 67790.5725 | -479729.5725 | 67790.5725 | 757832.2948 | -664002.1671 | 93830.1277 | 0 | 0 | 1166919.116 | 91877.7614 | 1258796.8774 | 1258796.8774 | 60.0792 | 6215144.1194 | 4.5 | 2988009.752 | 6.9025 | -8688845.4465 | 514308.4249 | -4949.8807 | 83586.887 | 6291.4861 | 0 | 84928.4924 | 0 | 0 | 1439188.7175 | -1090347.3528 | 348841.3647 | 0 | 0 | 0 | 863149.7896 | 863149.7896 | STG | N/A |  |  |  | Purchased Electricity |  |  | GWh |  | -2319700.1657 | 863149.7896 | 863149.7896 | -1456550.3762 | -1456550.3762 | 564401.842 | 61.52% | 352968.3893 | 38.48% | 547520.145 | 127999.908 | -896126.4354 | -560423.9407 | -1.6367 | -4.3783 | -896126.4354 | -560423.9407 | -1.6367 | -4.3783
2015 | 127999.908 | 0% | 0 | 547520.145 | 0% | 0 | 0 | 0% | 0 | 0 | 0% | 0 | 127999.908 | 0 | 127999.908 | 103449.1176 | -103449.1176 | 24550.7904 | 547520.145 | 547520.145 | 411939 | 67790.5725 | -479729.5725 | 67790.5725 | 757832.2948 | -664002.1671 | 93830.1277 | 0 | 0 | 1166919.116 | 91877.7614 | 1258796.8774 | 1258796.8774 | 61.4434 | 6356270.2899 | 4.5 | 2988009.752 | 6.9025 | -8688845.4465 | 655434.5953 | -4949.8807 | 83586.887 | 6291.4861 | 0 | 84928.4924 | 15.9564 | 1355150.5092 | 1439188.7175 | -1090347.3528 | 348841.3647 | 0 | 0 | 0 | 1004275.96 | 2359426.4693 | Demand |  |  |  |  | Total: Source |  |  | million MMBtu |  | -2319700.1657 | 1004275.96 | 2359426.4693 | -1315424.2057 | 39726.3035 | 564401.842 | 61.52% | 352968.3893 | 38.48% | 547520.145 | 127999.908 | -809300.1271 | -506124.0786 | -1.4781 | -3.9541 | 24441.1669 | 15285.1367 | 0.04464 | 0.11942
2016 | 127999.908 | 0% | 0 | 547520.145 | 0% | 0 | 0 | 0% | 0 | 0 | 0% | 0 | 127999.908 | 0 | 127999.908 | 103449.1176 | -103449.1176 | 24550.7904 | 547520.145 | 547520.145 | 411939 | 67790.5725 | -479729.5725 | 67790.5725 | 757832.2948 | -664002.1671 | 93830.1277 | 0 | 0 | 1166919.116 | 91877.7614 | 1258796.8774 | 1258796.8774 | 62.8367 | 6500401.7021 | 4.5 | 2988009.752 | 6.9025 | -8688845.4465 | 799566.0076 | -4949.8807 | 83586.887 | 6291.4861 | 0 | 84928.4924 | 32.6343 | 2771580.6842 | 1439188.7175 | -1090347.3528 | 348841.3647 | 0 | 0 | 0 | 1148407.3723 | 3919988.0564 | BAU: Electric | Historical: Energy | 127999.908 | MWh/yr | FYE 2010 | Total: Site |  |  | million MMBtu |  | -2319700.1657 | 1148407.3723 | 3919988.0564 | -1171292.7935 | 1600287.8907 | 564401.842 | 61.52% | 352968.3893 | 38.48% | 547520.145 | 127999.908 | -720624.8771 | -450667.9163 | -1.3162 | -3.5208 | 984559.3442 | 615728.5465 | 1.7982 | 4.8104
2017 | 127999.908 | 0% | 0 | 547520.145 | 0% | 0 | 0 | 0% | 0 | 0 | 0% | 0 | 127999.908 | 0 | 127999.908 | 103449.1176 | -103449.1176 | 24550.7904 | 547520.145 | 547520.145 | 411939 | 67790.5725 | -479729.5725 | 67790.5725 | 757832.2948 | -664002.1671 | 93830.1277 | 0 | 0 | 1166919.116 | 91877.7614 | 1258796.8774 | 1258796.8774 | 64.2596 | 6647600.0869 | 4.5 | 2988009.752 | 6.9025 | -8688845.4465 | 946764.3924 | -4949.8807 | 83586.887 | 6291.4861 | 0 | 84928.4924 | 34.0815 | 2894493.8843 | 1439188.7175 | -1090347.3528 | 348841.3647 | 0 | 0 | 0 | 1295605.7571 | 4190099.6415 |  | Historical: Minimum Demand | 10.9589 | MW | [6 empty] | -2319700.1657 | 1295605.7571 | 4190099.6415 | -1024094.4086 | 1870399.4757 | 564401.842 | 61.52% | 352968.3893 | 38.48% | 547520.145 | 127999.908 | -630062.7063 | -394031.7023 | -1.1508 | -3.0784 | 1150742.4957 | 719656.98 | 2.1017 | 5.6223
2018 | 127999.908 | 0% | 0 | 547520.145 | 0% | 0 | 0 | 0% | 0 | 0 | 0% | 0 | 127999.908 | 0 | 127999.908 | 103449.1176 | -103449.1176 | 24550.7904 | 547520.145 | 547520.145 | 411939 | 67790.5725 | -479729.5725 | 67790.5725 | 757832.2948 | -664002.1671 | 93830.1277 | 0 | 0 | 1166919.116 | 91877.7614 | 1258796.8774 | 1258796.8774 | 65.7128 | 6797928.4166 | 4.5 | 2988009.752 | 6.9025 | -8688845.4465 | 1097092.7221 | -4949.8807 | 83586.887 | 6291.4861 | 0 | 84928.4924 | 35.5373 | 3018132.5154 | 1439188.7175 | -1090347.3528 | 348841.3647 | 0 | 0 | 0 | 1445934.0868 | 4464066.6021 |  | Projected: FYE 2011 | 127999.908 | MWh/yr |  | GHG Emissions | Natural Gas |  | MTCO2e (1000's) |  | -2319700.1657 | 1445934.0868 | 4464066.6021 | -873766.079 | 2144366.4364 | 564401.842 | 61.52% | 352968.3893 | 38.48% | 547520.145 | 127999.908 | -537574.8718 | -336191.2072 | -0.98184 | -2.6265 | 1319297.6243 | 825068.8121 | 2.4096 | 6.4459
2019 | 127999.908 | 0% | 0 | 547520.145 | 0% | 0 | 0 | 0% | 0 | 0 | 0% | 0 | 127999.908 | 0 | 127999.908 | 103449.1176 | -103449.1176 | 24550.7904 | 547520.145 | 547520.145 | 411939 | 67790.5725 | -479729.5725 | 67790.5725 | 757832.2948 | -664002.1671 | 93830.1277 | 0 | 0 | 1166919.116 | 91877.7614 | 1258796.8774 | 1258796.8774 | 67.1968 | 6951450.9289 | 4.5 | 2988009.752 | 6.9025 | -8688845.4465 | 1250615.2344 | -4949.8807 | 83586.887 | 6291.4861 | 0 | 84928.4924 | 37.0021 | 3142532.8488 | 1439188.7175 | -1090347.3528 | 348841.3647 | 0 | 0 | 0 | 1599456.5991 | 4741989.4479 |  | Growth Rate | 0% | per year |  |  | Purchased Electricity |  | MTCO2e (1000's) |  | -2319700.1657 | 1599456.5991 | 4741989.4479 | -720243.5666 | 2422289.2822 | 564401.842 | 61.52% | 352968.3893 | 38.48% | 547520.145 | 127999.908 | -443121.8519 | -277121.7148 | -0.80933 | -2.165 | 1490286.5672 | 932002.715 | 2.7219 | 7.2813
2020 | 127999.908 | 0% | 0 | 547520.145 | 0% | 0 | 0 | 0% | 0 | 0 | 0% | 0 | 127999.908 | 0 | 127999.908 | 103449.1176 | -103449.1176 | 24550.7904 | 547520.145 | 547520.145 | 411939 | 67790.5725 | -479729.5725 | 67790.5725 | 757832.2948 | -664002.1671 | 93830.1277 | 0 | 0 | 1166919.116 | 91877.7614 | 1258796.8774 | 1258796.8774 | 68.7124 | 7108233.1528 | 4.5 | 2988009.752 | 6.9025 | -8688845.4465 | 1407397.4583 | -4949.8807 | 83586.887 | 6291.4861 | 0 | 84928.4924 | 38.4763 | 3267732.9698 | 1439188.7175 | -1090347.3528 | 348841.3647 | 0 | 0 | 0 | 1756238.823 | 5023971.7928 | BAU: Steam | Historical: FYE 2009 | 566745.8544 | klbs/yr |  |  | Total |  | MTCO2e (1000's) |  | -2319700.1657 | 1756238.823 | 5023971.7928 | -563461.3427 | 2704271.6271 | 564401.842 | 61.52% | 352968.3893 | 38.48% | 547520.145 | 127999.908 | -346663.3306 | -216798.0121 | -0.63315 | -1.6937 | 1663773.0718 | 1040498.5553 | 3.0387 | 8.1289
2021 | 127999.908 | 0% | 0 | 547520.145 | 0% | 0 | 0 | 0% | 0 | 0 | 0% | 0 | 127999.908 | 0 | 127999.908 | 103449.1176 | -103449.1176 | 24550.7904 | 547520.145 | 547520.145 | 411939 | 67790.5725 | -479729.5725 | 67790.5725 | 757832.2948 | -664002.1671 | 93830.1277 | 0 | 0 | 1166919.116 | 91877.7614 | 1258796.8774 | 1258796.8774 | 70.2601 | 7268341.9337 | 4.5 | 2988009.752 | 6.9025 | -8688845.4465 | 1567506.2392 | -4949.8807 | 83586.887 | 6291.4861 | 0 | 84928.4924 | 40.1285 | 3408052.7964 | 1439188.7175 | -1090347.3528 | 348841.3647 | 0 | 0 | 0 | 1916347.6039 | 5324400.4003 |  | Historical: FYE 2010 | 547520.145 | klbs/yr | [6 empty] | -2319700.1657 | 1916347.6039 | 5324400.4003 | -403352.5618 | 3004700.2346 | 564401.842 | 61.52% | 352968.3893 | 38.48% | 547520.145 | 127999.908 | -248158.1821 | -155194.3798 | -0.45324 | -1.2125 | 1848608.4346 | 1156091.8 | 3.3763 | 9.032
2022 | 127999.908 | 0% | 0 | 547520.145 | 0% | 0 | 0 | 0% | 0 | 0 | 0% | 0 | 127999.908 | 0 | 127999.908 | 103449.1176 | -103449.1176 | 24550.7904 | 547520.145 | 547520.145 | 411939 | 67790.5725 | -479729.5725 | 67790.5725 | 757832.2948 | -664002.1671 | 93830.1277 | 0 | 0 | 1166919.116 | 91877.7614 | 1258796.8774 | 1258796.8774 | 71.8406 | 7431845.4597 | 4.5 | 2988009.752 | 6.9025 | -8688845.4465 | 1731009.7652 | -4949.8807 | 83586.887 | 6291.4861 | 0 | 84928.4924 | 41.9592 | 3563534.3175 | 1439188.7175 | -1090347.3528 | 348841.3647 | 0 | 0 | 0 | 2079851.1299 | 5643385.4474 |  | Projected: FYE 2011 | 547520.145 | klbs/yr | [6 empty] | -2319700.1657 | 2079851.1299 | 5643385.4474 | -239849.0358 | 3323685.2817 | 564401.842 | 61.52% | 352968.3893 | 38.48% | 547520.145 | 127999.908 | -147564.4544 | -92284.5815 | -0.26951 | -0.72097 | 2044860.4406 | 1278824.8411 | 3.7348 | 9.9908
2023 | 127999.908 | 0% | 0 | 547520.145 | 0% | 0 | 0 | 0% | 0 | 0 | 0% | 0 | 127999.908 | 0 | 127999.908 | 103449.1176 | -103449.1176 | 24550.7904 | 547520.145 | 547520.145 | 411939 | 67790.5725 | -479729.5725 | 67790.5725 | 757832.2948 | -664002.1671 | 93830.1277 | 0 | 0 | 1166919.116 | 91877.7614 | 1258796.8774 | 1258796.8774 | 73.4546 | 7598813.2883 | 4.5 | 2988009.752 | 6.9025 | -8688845.4465 | 1897977.5938 | -4949.8807 | 83586.887 | 6291.4861 | 0 | 84928.4924 | 43.8009 | 3719941.6926 | 1439188.7175 | -1090347.3528 | 348841.3647 | 0 | 0 | 0 | 2246818.9585 | 5966760.6511 |  | Growth Rate | 0% | per year | [6 empty] | -2319700.1657 | 2246818.9585 | 5966760.6511 | -72881.2073 | 3647060.4854 | 564401.842 | 61.52% | 352968.3893 | 38.48% | 547520.145 | 127999.908 | -44839.353 | -28041.8543 | -0.081895 | -0.21908 | 2243813.4417 | 1403247.0437 | 4.0981 | 10.9629
2024 | 127999.908 | 0% | 0 | 547520.145 | 0% | 0 | 0 | 0% | 0 | 0 | 0% | 0 | 127999.908 | 0 | 127999.908 | 103449.1176 | -103449.1176 | 24550.7904 | 547520.145 | 547520.145 | 411939 | 67790.5725 | -479729.5725 | 67790.5725 | 757832.2948 | -664002.1671 | 93830.1277 | 0 | 0 | 1166919.116 | 91877.7614 | 1258796.8774 | 1258796.8774 | 75.1028 | 7769316.3733 | 4.5 | 2988009.752 | 6.9025 | -8688845.4465 | 2068480.6788 | -4949.8807 | 83586.887 | 6291.4861 | 0 | 84928.4924 | 45.654 | 3877321.2145 | 1439188.7175 | -1090347.3528 | 348841.3647 | 0 | 0 | 0 | 2417322.0435 | 6294643.258 |  | Saturated Steam Enthalpy, 185 psi | 1017.5 | Btu/lb | AEI (George Howe) | [5 empty] | -2319700.1657 | 2417322.0435 | 6294643.258 | 97621.8778 | 3974943.0923 | 564401.842 | 61.52% | 352968.3893 | 38.48% | 547520.145 | 127999.908 | 60060.7756 | 37561.1021 | 0.1097 | 0.29345 | 2445539.5726 | 1529403.5197 | 4.4666 | 11.9485
2025 | 127999.908 | 0% | 0 | 547520.145 | 0% | 0 | 0 | 0% | 0 | 0 | 0% | 0 | 127999.908 | 0 | 127999.908 | 103449.1176 | -103449.1176 | 24550.7904 | 547520.145 | 547520.145 | 411939 | 67790.5725 | -479729.5725 | 67790.5725 | 757832.2948 | -664002.1671 | 93830.1277 | 0 | 0 | 1166919.116 | 91877.7614 | 1258796.8774 | 1258796.8774 | 76.7858 | 7943427.0929 | 4.5 | 2988009.752 | 6.9025 | -8688845.4465 | 2242591.3984 | -4949.8807 | 83586.887 | 6291.4861 | 0 | 84928.4924 | 47.5191 | 4035721.4905 | 1439188.7175 | -1090347.3528 | 348841.3647 | 0 | 0 | 0 | 2591432.7631 | 6627154.2536 |  | Superheated Steam Enthlapy, 560o F | 1305 | Btu/lb | AEI (George Howe) | [5 empty] | -2319700.1657 | 2591432.7631 | 6627154.2536 | 271732.5974 | 4307454.0879 | 564401.842 | 61.52% | 352968.3893 | 38.48% | 547520.145 | 127999.908 | 167180.4614 | 104552.136 | 0.30534 | 0.81681 | 2650113.2681 | 1657340.8198 | 4.8402 | 12.948
2026 | 127999.908 | 0% | 0 | 547520.145 | 0% | 0 | 0 | 0% | 0 | 0 | 0% | 0 | 127999.908 | 0 | 127999.908 | 103449.1176 | -103449.1176 | 24550.7904 | 547520.145 | 547520.145 | 411939 | 67790.5725 | -479729.5725 | 67790.5725 | 757832.2948 | -664002.1671 | 93830.1277 | 0 | 0 | 1166919.116 | 91877.7614 | 1258796.8774 | 1258796.8774 | 78.4055 | 8110977.5251 | 4.5 | 2988009.752 | 6.9025 | -8688845.4465 | 2410141.8306 | -4949.8807 | 83586.887 | 6291.4861 | 0 | 84928.4924 | 49.5887 | 4211497.4562 | 1439188.7175 | -1090347.3528 | 348841.3647 | 0 | 0 | 0 | 2758983.1953 | 6970480.6515 |  | Condensate Enthlapy, 85% at 180o F | 148 | Btu/lb | AEI (George Howe) | [5 empty] | -2319700.1657 | 2758983.1953 | 6970480.6515 | 439283.0295 | 4650780.4857 | 564401.842 | 61.52% | 352968.3893 | 38.48% | 547520.145 | 127999.908 | 270264.0031 | 169019.0264 | 0.49361 | 1.3205 | 2861341.0197 | 1789439.466 | 5.226 | 13.98
2027 | 127999.908 | 0% | 0 | 547520.145 | 0% | 0 | 0 | 0% | 0 | 0 | 0% | 0 | 127999.908 | 0 | 127999.908 | 103449.1176 | -103449.1176 | 24550.7904 | 547520.145 | 547520.145 | 411939 | 67790.5725 | -479729.5725 | 67790.5725 | 757832.2948 | -664002.1671 | 93830.1277 | 0 | 0 | 1166919.116 | 91877.7614 | 1258796.8774 | 1258796.8774 | 79.9594 | 8271725.962 | 4.5 | 2988009.752 | 6.9025 | -8688845.4465 | 2570890.2675 | -4949.8807 | 83586.887 | 6291.4861 | 0 | 84928.4924 | 51.8637 | 4404702.7013 | 1439188.7175 | -1090347.3528 | 348841.3647 | 0 | 0 | 0 | 2919731.6322 | 7324434.3335 |  | Make-up Water Enthlapy, 15% at 50o F | 18 | Btu/lb | AEI (George Howe) | [5 empty] | -2319700.1657 | 2919731.6322 | 7324434.3335 | 600031.4664 | 5004734.1677 | 564401.842 | 61.52% | 352968.3893 | 38.48% | 547520.145 | 127999.908 | 369162.6929 | 230868.7736 | 0.67424 | 1.8037 | 3079107.0899 | 1925627.0779 | 5.6237 | 15.044
2028 | 127999.908 | 0% | 0 | 547520.145 | 0% | 0 | 0 | 0% | 0 | 0 | 0% | 0 | 127999.908 | 0 | 127999.908 | 103449.1176 | -103449.1176 | 24550.7904 | 547520.145 | 547520.145 | 411939 | 67790.5725 | -479729.5725 | 67790.5725 | 757832.2948 | -664002.1671 | 93830.1277 | 0 | 0 | 1166919.116 | 91877.7614 | 1258796.8774 | 1258796.8774 | 81.5441 | 8435666.5995 | 4.5 | 2988009.752 | 6.9025 | -8688845.4465 | 2734830.905 | -4949.8807 | 83586.887 | 6291.4861 | 0 | 84928.4924 | 54.1525 | 4599089.5968 | 1439188.7175 | -1090347.3528 | 348841.3647 | 0 | 0 | 0 | 3083672.2697 | 7682761.8665 |  | Net Steam Enthalpy | 1176.5 | Btu/lb | [6 empty] | -2319700.1657 | 3083672.2697 | 7682761.8665 | 763972.1039 | 5363061.7007 | 564401.842 | 61.52% | 352968.3893 | 38.48% | 547520.145 | 127999.908 | 470025.3486 | 293946.7554 | 0.85846 | 2.2965 | 3299564.1232 | 2063497.5775 | 6.0264 | 16.1211
2029 | 127999.908 | 0% | 0 | 547520.145 | 0% | 0 | 0 | 0% | 0 | 0 | 0% | 0 | 127999.908 | 0 | 127999.908 | 103449.1176 | -103449.1176 | 24550.7904 | 547520.145 | 547520.145 | 411939 | 67790.5725 | -479729.5725 | 67790.5725 | 757832.2948 | -664002.1671 | 93830.1277 | 0 | 0 | 1166919.116 | 91877.7614 | 1258796.8774 | 1258796.8774 | 83.1603 | 8602862.9292 | 4.5 | 2988009.752 | 6.9025 | -8688845.4465 | 2902027.2347 | -4949.8807 | 83586.887 | 6291.4861 | 0 | 84928.4924 | 56.4559 | 4794717.2253 | 1439188.7175 | -1090347.3528 | 348841.3647 | 0 | 0 | 0 | 3250868.5994 | 8045585.8247 | [10 empty] | -2319700.1657 | 3250868.5994 | 8045585.8247 | 931168.4336 | 5725885.659 | 564401.842 | 61.52% | 352968.3893 | 38.48% | 547520.145 | 127999.908 | 572891.0327 | 358277.4009 | 1.0463 | 2.799 | 3522787.5322 | 2203098.1267 | 6.4341 | 17.2117
2030 | 127999.908 | 0% | 0 | 547520.145 | 0% | 0 | 0 | 0% | 0 | 0 | 0% | 0 | 127999.908 | 0 | 127999.908 | 103449.1176 | -103449.1176 | 24550.7904 | 547520.145 | 547520.145 | 411939 | 67790.5725 | -479729.5725 | 67790.5725 | 757832.2948 | -664002.1671 | 93830.1277 | 0 | 0 | 1166919.116 | 91877.7614 | 1258796.8774 | 1258796.8774 | 84.8086 | 8773379.7071 | 4.5 | 2988009.752 | 6.9025 | -8688845.4465 | 3072544.0126 | -4949.8807 | 83586.887 | 6291.4861 | 0 | 84928.4924 | 58.7747 | 4991647.6234 | 1439188.7175 | -1090347.3528 | 348841.3647 | 0 | 0 | 0 | 3421385.3773 | 8413033.0007 | Supply | [9 empty] | -2319700.1657 | 3421385.3773 | 8413033.0007 | 1101685.2116 | 6093332.835 | 564401.842 | 61.52% | 352968.3893 | 38.48% | 547520.145 | 127999.908 | 677799.5858 | 423885.6258 | 1.2379 | 3.3116 | 3748855.3247 | 2344477.5104 | 6.847 | 18.3162
2031 | 127999.908 | 0% | 0 | 547520.145 | 0% | 0 | 0 | 0% | 0 | 0 | 0% | 0 | 127999.908 | 0 | 127999.908 | 103449.1176 | -103449.1176 | 24550.7904 | 547520.145 | 547520.145 | 411939 | 67790.5725 | -479729.5725 | 67790.5725 | 757832.2948 | -664002.1671 | 93830.1277 | 0 | 0 | 1166919.116 | 91877.7614 | 1258796.8774 | 1258796.8774 | 86.3036 | 8928034.6302 | 4.5 | 2988009.752 | 6.9025 | -8688845.4465 | 3227198.9357 | -4949.8807 | 83586.887 | 6291.4861 | 0 | 84928.4924 | 61.3548 | 5210768.6509 | 1439188.7175 | -1090347.3528 | 348841.3647 | 0 | 0 | 0 | 3576040.3004 | 8786808.9513 | BAU: Electric | Grid Purchases | 127999.908 | MWh/yr | [6 empty] | -2319700.1657 | 3576040.3004 | 8786808.9513 | 1256340.1347 | 6467108.7856 | 564401.842 | 61.52% | 352968.3893 | 38.48% | 547520.145 | 127999.908 | 772949.3089 | 483390.8258 | 1.4117 | 3.7765 | 3978816.8253 | 2488291.9603 | 7.267 | 19.4398
2032 | 127999.908 | 0% | 0 | 547520.145 | 0% | 0 | 0 | 0% | 0 | 0 | 0% | 0 | 127999.908 | 0 | 127999.908 | 103449.1176 | -103449.1176 | 24550.7904 | 547520.145 | 547520.145 | 411939 | 67790.5725 | -479729.5725 | 67790.5725 | 757832.2948 | -664002.1671 | 93830.1277 | 0 | 0 | 1166919.116 | 91877.7614 | 1258796.8774 | 1258796.8774 | 87.6393 | 9066212.1893 | 4.5 | 2988009.752 | 6.9025 | -8688845.4465 | 3365376.4948 | -4949.8807 | 83586.887 | 6291.4861 | 0 | 84928.4924 | 64.1969 | 5452148.7031 | 1439188.7175 | -1090347.3528 | 348841.3647 | 0 | -18750000 | -18750000 | -15035782.1405 | -9583633.4375 |  | Grid Purchases | 9900 | Btu/kWh | Assumed avg coal 2005 | [5 empty] | -2319700.1657 | -15035782.1405 | -9583633.4375 | -17355482.3063 | -11903333.6032 | 564401.842 | 61.52% | 352968.3893 | 38.48% | 547520.145 | 127999.908 | -10677767.6548 | -6677714.6514 | -19.5021 | -52.1697 | -7323393.7433 | -4579939.8599 | -13.3756 | -35.7808
2033 | 127999.908 | 0% | 0 | 547520.145 | 0% | 0 | 0 | 0% | 0 | 0 | 0% | 0 | 127999.908 | 0 | 127999.908 | 103449.1176 | -103449.1176 | 24550.7904 | 547520.145 | 547520.145 | 411939 | 67790.5725 | -479729.5725 | 67790.5725 | 757832.2948 | -664002.1671 | 93830.1277 | 0 | 0 | 1166919.116 | 91877.7614 | 1258796.8774 | 1258796.8774 | 88.9957 | 9206528.2972 | 4.5 | 2988009.752 | 6.9025 | -8688845.4465 | 3505692.6026 | -4949.8807 | 83586.887 | 6291.4861 | 0 | 84928.4924 | 67.0568 | 5695036.8739 | 1439188.7175 | -1090347.3528 | 348841.3647 | 0 | 0 | 0 | 3854533.9673 | 9549570.8413 | BAU: Steam | Existing Boilers | 547520.145 | klbs/yr | [6 empty] | -1159850.0829
2034 | 127999.908 | 0% | 0 | 547520.145 | 0% | 0 | 0 | 0% | 0 | 0 | 0% | 0 | 127999.908 | 0 | 127999.908 | 103449.1176 | -103449.1176 | 24550.7904 | 547520.145 | 547520.145 | 411939 | 67790.5725 | -479729.5725 | 67790.5725 | 757832.2948 | -664002.1671 | 93830.1277 | 0 | 0 | 1166919.116 | 91877.7614 | 1258796.8774 | 1258796.8774 | 90.3731 | 9349016.0517 | 4.5 | 2988009.752 | 6.9025 | -8688845.4465 | 3648180.3572 | -4949.8807 | 83586.887 | 6291.4861 | 0 | 84928.4924 | 69.9354 | 5939508.5694 | 1439188.7175 | -1090347.3528 | 348841.3647 | 0 | 0 | 0 | 3997021.7219 | 9936530.2913 | Cogen: Electric | Gas Turbine Generators Export to Campus | 103449.1176 | MWh/yr | [6 empty] | -1159850.0829
2035 | 127999.908 | 0% | 0 | 547520.145 | 0% | 0 | 0 | 0% | 0 | 0 | 0% | 0 | 127999.908 | 0 | 127999.908 | 103449.1176 | -103449.1176 | 24550.7904 | 547520.145 | 547520.145 | 411939 | 67790.5725 | -479729.5725 | 67790.5725 | 757832.2948 | -664002.1671 | 93830.1277 | 0 | 0 | 1166919.116 | 91877.7614 | 1258796.8774 | 1258796.8774 | 91.7718 | 9493709.0633 | 4.5 | 2988009.752 | 6.9025 | -8688845.4465 | 3792873.3687 | -4949.8807 | 83586.887 | 6291.4861 | 0 | 84928.4924 | 72.8335 | 6185642.9657 | 1439188.7175 | -1090347.3528 | 348841.3647 | 0 | 0 | 0 | 4141714.7334 | 10327357.6992 |  | Remaining Grid Purchases | 24550.7904 | MWh/yr | [6 empty] | -1159850.0829
2036 | 127999.908 | 0% | 0 | 547520.145 | 0% | 0 | 0 | 0% | 0 | 0 | 0% | 0 | 127999.908 | 0 | 127999.908 | 103449.1176 | -103449.1176 | 24550.7904 | 547520.145 | 547520.145 | 411939 | 67790.5725 | -479729.5725 | 67790.5725 | 757832.2948 | -664002.1671 | 93830.1277 | 0 | 0 | 1166919.116 | 91877.7614 | 1258796.8774 | 1258796.8774 | 93.1921 | 9640641.462 | 4.5 | 2988009.752 | 6.9025 | -8688845.4465 | 3939805.7675 | -4949.8807 | 83586.887 | 6291.4861 | 0 | 84928.4924 | 76.0144 | 6455790.6294 | 1439188.7175 | -1090347.3528 | 348841.3647 | 0 | 0 | 0 | 4288647.1322 | 10744437.7616 |  | Total Electric Supplied | 127999.908 | klbs/yr | [6 empty] | -1159850.0829
2037 | 127999.908 | 0% | 0 | 547520.145 | 0% | 0 | 0 | 0% | 0 | 0 | 0% | 0 | 127999.908 | 0 | 127999.908 | 103449.1176 | -103449.1176 | 24550.7904 | 547520.145 | 547520.145 | 411939 | 67790.5725 | -479729.5725 | 67790.5725 | 757832.2948 | -664002.1671 | 93830.1277 | 0 | 0 | 1166919.116 | 91877.7614 | 1258796.8774 | 1258796.8774 | 94.6344 | 9789847.9067 | 4.5 | 2988009.752 | 6.9025 | -8688845.4465 | 4089012.2122 | -4949.8807 | 83586.887 | 6291.4861 | 0 | 84928.4924 | 79.4291 | 6745794.9381 | 1439188.7175 | -1090347.3528 | 348841.3647 | 0 | 0 | 0 | 4437853.5769 | 11183648.515 | Cogen: Steam | HRSGs: Unfired | 411939 | klbs/yr | [6 empty] | -1159850.0829
2038 | 127999.908 | 0% | 0 | 547520.145 | 0% | 0 | 0 | 0% | 0 | 0 | 0% | 0 | 127999.908 | 0 | 127999.908 | 103449.1176 | -103449.1176 | 24550.7904 | 547520.145 | 547520.145 | 411939 | 67790.5725 | -479729.5725 | 67790.5725 | 757832.2948 | -664002.1671 | 93830.1277 | 0 | 0 | 1166919.116 | 91877.7614 | 1258796.8774 | 1258796.8774 | 96.0991 | 9941363.5922 | 4.5 | 2988009.752 | 6.9025 | -8688845.4465 | 4240527.8977 | -4949.8807 | 83586.887 | 6291.4861 | 0 | 84928.4924 | 82.7617 | 7028822.7026 | 1439188.7175 | -1090347.3528 | 348841.3647 | 0 | 0 | 0 | 4589369.2624 | 11618191.965 |  | HRSGs: Supplemental Firing | 67790.5725 | klbs/yr | [6 empty] | -1159850.0829
2039 | 127999.908 | 0% | 0 | 547520.145 | 0% | 0 | 0 | 0% | 0 | 0 | 0% | 0 | 127999.908 | 0 | 127999.908 | 103449.1176 | -103449.1176 | 24550.7904 | 547520.145 | 547520.145 | 411939 | 67790.5725 | -479729.5725 | 67790.5725 | 757832.2948 | -664002.1671 | 93830.1277 | 0 | 0 | 1166919.116 | 91877.7614 | 1258796.8774 | 1258796.8774 | 97.5864 | 10095224.2582 | 4.5 | 2988009.752 | 6.9025 | -8688845.4465 | 4394388.5637 | -4949.8807 | 83586.887 | 6291.4861 | 0 | 84928.4924 | 86.0045 | 7304236.2993 | 1439188.7175 | -1090347.3528 | 348841.3647 | 0 | 0 | 0 | 4743229.9284 | 12047466.2277 |  | Total HRSGs | 479729.5725 | klbs/yr | [6 empty] | -1159850.0829
2040 | 127999.908 | 0% | 0 | 547520.145 | 0% | 0 | 0 | 0% | 0 | 0 | 0% | 0 | 127999.908 | 0 | 127999.908 | 103449.1176 | -103449.1176 | 24550.7904 | 547520.145 | 547520.145 | 411939 | 67790.5725 | -479729.5725 | 67790.5725 | 757832.2948 | -664002.1671 | 93830.1277 | 0 | 0 | 1166919.116 | 91877.7614 | 1258796.8774 | 1258796.8774 | 99.0967 | 10251466.1977 | 4.5 | 2988009.752 | 6.9025 | -8688845.4465 | 4550630.5032 | -4949.8807 | 83586.887 | 6291.4861 | 0 | 84928.4924 | 89.2686 | 7581449.6057 | 1439188.7175 | -1090347.3528 | 348841.3647 | 0 | 0 | 0 | 4899471.8679 | 12480921.4736 |  | Remaining Existing Boilers | 67790.5725 | klbs/yr | [6 empty] | -1159850.0829
2041 | 127999.908 | 0% | 0 | 547520.145 | 0% | 0 | 0 | 0% | 0 | 0 | 0% | 0 | 127999.908 | 0 | 127999.908 | 103449.1176 | -103449.1176 | 24550.7904 | 547520.145 | 547520.145 | 411939 | 67790.5725 | -479729.5725 | 67790.5725 | 757832.2948 | -664002.1671 | 93830.1277 | 0 | 0 | 1166919.116 | 91877.7614 | 1258796.8774 | 1258796.8774 | 100.6304 | 10410126.265 | 4.5 | 2988009.752 | 6.9025 | -8688845.4465 | 4709290.5705 | -4949.8807 | 83586.887 | 6291.4861 | 0 | 84928.4924 | 92.5092 | 7856663.0846 | 1439188.7175 | -1090347.3528 | 348841.3647 | 0 | 0 | 0 | 5058131.9352 | 12914795.0198 |  | Total Steam Supplied | 547520.145 | klbs/yr | [6 empty] | -1159850.0829
2042 | 127999.908 | 0% | 0 | 547520.145 | 0% | 0 | 0 | 0% | 0 | 0 | 0% | 0 | 127999.908 | 0 | 127999.908 | 103449.1176 | -103449.1176 | 24550.7904 | 547520.145 | 547520.145 | 411939 | 67790.5725 | -479729.5725 | 67790.5725 | 757832.2948 | -664002.1671 | 93830.1277 | 0 | 0 | 1166919.116 | 91877.7614 | 1258796.8774 | 1258796.8774 | 102.1878 | 10571241.8853 | 4.5 | 2988009.752 | 6.9025 | -8688845.4465 | 4870406.1907 | -4949.8807 | 83586.887 | 6291.4861 | 0 | 84928.4924 | 95.5566 | 8115479.6242 | 1439188.7175 | -1090347.3528 | 348841.3647 | 0 | 0 | 0 | 5219247.5554 | 13334727.1796 | [10 empty] | -1159850.0829
2043 | 127999.908 | 0% | 0 | 547520.145 | 0% | 0 | 0 | 0% | 0 | 0 | 0% | 0 | 127999.908 | 0 | 127999.908 | 103449.1176 | -103449.1176 | 24550.7904 | 547520.145 | 547520.145 | 411939 | 67790.5725 | -479729.5725 | 67790.5725 | 757832.2948 | -664002.1671 | 93830.1277 | 0 | 0 | 1166919.116 | 91877.7614 | 1258796.8774 | 1258796.8774 | 103.7694 | 10734851.0624 | 4.5 | 2988009.752 | 6.9025 | -8688845.4465 | 5034015.3679 | -4949.8807 | 83586.887 | 6291.4861 | 0 | 84928.4924 | 98.7086 | 8383171.2944 | 1439188.7175 | -1090347.3528 | 348841.3647 | 0 | 0 | 0 | 5382856.7326 | 13766028.027 | BAU Assumptions | [9 empty] | -1159850.0829
2044 | 127999.908 | 0% | 0 | 547520.145 | 0% | 0 | 0 | 0% | 0 | 0 | 0% | 0 | 127999.908 | 0 | 127999.908 | 103449.1176 | -103449.1176 | 24550.7904 | 547520.145 | 547520.145 | 411939 | 67790.5725 | -479729.5725 | 67790.5725 | 757832.2948 | -664002.1671 | 93830.1277 | 0 | 0 | 1166919.116 | 91877.7614 | 1258796.8774 | 1258796.8774 | 105.3754 | 10900992.3889 | 4.5 | 2988009.752 | 6.9025 | -8688845.4465 | 5200156.6944 | -4949.8807 | 83586.887 | 6291.4861 | 0 | 84928.4924 | 102.3149 | 8689452.2432 | 1439188.7175 | -1090347.3528 | 348841.3647 | 0 | 0 | 0 | 5548998.0591 | 14238450.3023 | Boiler | Efficiency | 85% | HHV | [6 empty] | -1159850.0829
2045 | 127999.908 | 0% | 0 | 547520.145 | 0% | 0 | 0 | 0% | 0 | 0 | 0% | 0 | 127999.908 | 0 | 127999.908 | 103449.1176 | -103449.1176 | 24550.7904 | 547520.145 | 547520.145 | 411939 | 67790.5725 | -479729.5725 | 67790.5725 | 757832.2948 | -664002.1671 | 93830.1277 | 0 | 0 | 1166919.116 | 91877.7614 | 1258796.8774 | 1258796.8774 | 107.0063 | 11069705.0544 | 4.5 | 2988009.752 | 6.9025 | -8688845.4465 | 5368869.3599 | -4949.8807 | 83586.887 | 6291.4861 | 0 | 84928.4924 | 106.4774 | 9042966.7544 | 1439188.7175 | -1090347.3528 | 348841.3647 | 0 | 0 | 0 | 5717710.7246 | 14760677.4789 |  | Variable non-fuel operating expense | 3 | 2009 $/klb | Placeholder | [5 empty] | -1159850.0829
2046 | 127999.908 | 0% | 0 | 547520.145 | 0% | 0 | 0 | 0% | 0 | 0 | 0% | 0 | 127999.908 | 0 | 127999.908 | 103449.1176 | -103449.1176 | 24550.7904 | 547520.145 | 547520.145 | 411939 | 67790.5725 | -479729.5725 | 67790.5725 | 757832.2948 | -664002.1671 | 93830.1277 | 0 | 0 | 1166919.116 | 91877.7614 | 1258796.8774 | 1258796.8774 | 108.6624 | 11241028.8549 | 4.5 | 2988009.752 | 6.9025 | -8688845.4465 | 5540193.1604 | -4949.8807 | 83586.887 | 6291.4861 | 0 | 84928.4924 | 111.0891 | 9434634.0211 | 1439188.7175 | -1090347.3528 | 348841.3647 | 0 | 0 | 0 | 5889034.5251 | 15323668.5461 | Avoidable Capex |  | 0 | [7 empty] | -1159850.0829
2047 | 127999.908 | 0% | 0 | 547520.145 | 0% | 0 | 0 | 0% | 0 | 0 | 0% | 0 | 127999.908 | 0 | 127999.908 | 103449.1176 | -103449.1176 | 24550.7904 | 547520.145 | 547520.145 | 411939 | 67790.5725 | -479729.5725 | 67790.5725 | 757832.2948 | -664002.1671 | 93830.1277 | 0 | 0 | 1166919.116 | 91877.7614 | 1258796.8774 | 1258796.8774 | 110.3441 | 11415004.2025 | 4.5 | 2988009.752 | 6.9025 | -8688845.4465 | 5714168.508 | -4949.8807 | 83586.887 | 6291.4861 | 0 | 84928.4924 | 116.0016 | 9851838.2979 | 1439188.7175 | -1090347.3528 | 348841.3647 | 0 | 0 | 0 | 6063009.8727 | 15914848.1706 | Avoid new boilers | Total Installed Cost | 0 | $MM 2010 | [6 empty] | -1159850.0829
2048 | 127999.908 | 0% | 0 | 547520.145 | 0% | 0 | 0 | 0% | 0 | 0 | 0% | 0 | 127999.908 | 0 | 127999.908 | 103449.1176 | -103449.1176 | 24550.7904 | 547520.145 | 547520.145 | 411939 | 67790.5725 | -479729.5725 | 67790.5725 | 757832.2948 | -664002.1671 | 93830.1277 | 0 | 0 | 1166919.116 | 91877.7614 | 1258796.8774 | 1258796.8774 | 112.0519 | 11591672.1347 | 4.5 | 2988009.752 | 6.9025 | -8688845.4465 | 5890836.4402 | -4949.8807 | 83586.887 | 6291.4861 | 0 | 84928.4924 | 121.2531 | 10297844.9107 | 1439188.7175 | -1090347.3528 | 348841.3647 | 0 | 0 | 0 | 6239677.8049 | 16537522.7156 |  | Expenditure Schedule | [8 empty] | -1159850.0829
2049 | 127999.908 | 0% | 0 | 547520.145 | 0% | 0 | 0 | 0% | 0 | 0 | 0% | 0 | 127999.908 | 0 | 127999.908 | 103449.1176 | -103449.1176 | 24550.7904 | 547520.145 | 547520.145 | 411939 | 67790.5725 | -479729.5725 | 67790.5725 | 757832.2948 | -664002.1671 | 93830.1277 | 0 | 0 | 1166919.116 | 91877.7614 | 1258796.8774 | 1258796.8774 | 113.7861 | 11771074.3243 | 4.5 | 2988009.752 | 6.9025 | -8688845.4465 | 6070238.6298 | -4949.8807 | 83586.887 | 6291.4861 | 0 | 84928.4924 | 126.8845 | 10776109.8915 | 1439188.7175 | -1090347.3528 | 348841.3647 | 0 | 0 | 0 | 6419079.9945 | 17195189.886 | 2011 | 2% | 0 | $MM 2010 | [6 empty] | -1159850.0829
2050 | 127999.908 | 0% | 0 | 547520.145 | 0% | 0 | 0 | 0% | 0 | 0 | 0% | 0 | 127999.908 | 0 | 127999.908 | 103449.1176 | -103449.1176 | 24550.7904 | 547520.145 | 547520.145 | 411939 | 67790.5725 | -479729.5725 | 67790.5725 | 757832.2948 | -664002.1671 | 93830.1277 | 0 | 0 | 1166919.116 | 91877.7614 | 1258796.8774 | 1258796.8774 | 115.5472 | 11953253.0887 | 4.5 | 2988009.752 | 6.9025 | -8688845.4465 | 6252417.3942 | -4949.8807 | 83586.887 | 6291.4861 | 0 | 84928.4924 | 132.9382 | 11290240.429 | 1439188.7175 | -1090347.3528 | 348841.3647 | 0 | 0 | 0 | 6601258.7589 | 17891499.1878 | 2012 | 3% | 0 | $MM 2010 | [6 empty] | -1159850.0829
[56 empty] | 2013 | 15% | 0 | $MM 2010
[56 empty] | 2014 | 40% | 0 | $MM 2010
[56 empty] | 2015 | 40% | 0 | $MM 2010
[56 empty] | Avoid reciprocating engines | Size | 2.8 | MW | None
[57 empty] | Cost | 1050 | $/kW
[57 empty] | Maintenance | 2% | of original capex annually
Sample Initiative: Energy Source - NG CHP/Cogeneration - Central Plant Quantitative Assumptions (continued)
[58 empty] | Value | Unit | Notes
CHP Case Assumptions
[56 empty] | Turbine (GT) | Nominal Power Production | 15 | MW | Vendor: rounded
[57 empty] | Net Turbine Power Production | 14.252 | MW | Vendor: rounded
[57 empty] | Fuel Consumption (LHV) | 141 | MMBtu/hr | Vendor: rounded
[57 empty] | Compressor and Auxiliary Loads | 0.44 | MW
[57 empty] | Net Generation for Campus Loads | 13.812 | MW
[57 empty] | Availability | 95% | % of year
[57 empty] | Hours of Operation | 8322 | Annual
[57 empty] | Average CTG Loading | 90% | % of available capacity
[57 empty] | Fuel Chargeable to Power (HHV) | 12168.2708 | Btu/kWh | Calculated
[56 empty] | HRSGs | Max Steam Contributed by each GT (unfired) | 55 | kpph | Vendor: rounded
[57 empty] | Max Steam Contributed by each HRSG (DB) | 70 | kpph | Vendor: rounded
[57 empty] | Max Steam Flow by Each HRSG | 125 | kpph
[57 empty] | Deaerator Steam Consumption | 6 | kpph | Vendor: rounded
[57 empty] | Max Steam Flow to Process | 119 | kpph
[57 empty] | Duct Burner Fuel Consumption (LHV) | 78.5 | MMBtu/hr | Vendor: rounded
[56 empty] | GT/HRSG Capex | * | 2500 | 2010 $/kWh | Vendor: rounded
[57 empty] | Commercial Operation Date | 2013-07-01
[57 empty] | Expenditure Schedule by FYE | 10% | 2010
[58 empty] | 45% | 2011
[58 empty] | 45% | 2013
[57 empty] | Economic Life | 30 | Years
[57 empty] | Renewal Cost at End of Economic Life | 50% | % of initial installed cost
[56 empty] | GT/HRSG Opex | Variable | 0.003 | 2009 $/kWh | Vendor: rounded
[57 empty] | Fixed | 65000 | 2009 $/mo/GT | Vendor: rounded
[56 empty] | Boiler | Same as BAU
General Assumptions
[56 empty] | Carbon Intensity | Grid Power at Generation Source (Average) | 0.808 | MTCDE per MWh
[57 empty] | Grid Power Loss Factor for Transmission | 7%
[57 empty] | Coal | 0.0937 | MTCDE per MMBTU
[57 empty] | Natural Gas | 0.053358 | MTCDE per MMBTU (HHV)
[56 empty] | Commodity Prices | Grid Power | Placeholder
[57 empty] | Natural Gas | Placeholder
[57 empty] | GHG Allowances (Carbon) | Placeholder
[56 empty] | Conversion Factors | LHV/HHV | 0.905
[56 empty] | Discount Rate | Cost of Capital (Nominal) | 4%
[57 empty] | General Annual Inflation Rate | 1.881%
[57 empty] | Real Discount Rate | 2.119%
Reference Model
3.3333
Notes/Description of Assumptions
(Assumptions from AEI)
1. A 15 MW CHP plant located at the Medical Center Plant. One nominal 15 MW Solar Titan 130 combustion gas turbine with a heat recovery steam generatior (HRSG) with duct burner s(DB). Steam capacities: ~ 55 klb unfired ; plus ~70 klb from supplemental firing using DB. Power output at site conditions averages 14.252 MW less .44 MW for compressor and auxiliary loads = 13.81 MW each . Fueled with NG
2. Power produced at 12.47 kV; steam at 185 psi. Steam enthalpy of 1018 saturated and 1305 superheated Btu/lb.
3. Operate in baseload mode with duct firing given preference to boilers; 95% availability with average 90% CTG loading when available,
4. Displaces purchases of power from the griid and steam produced in coal boilers at Medical Center Plant. All power and steam consumed on campus; no power sales to the grid.
5. Incur cost of $2,500 per kW installed (2010$). Capital for upgrades to steam distribution assumed to be equal in all cases so not quantified. Avoid $0 million for planned new boiler plus 0 x average 2.8MW reciprocating engines to be located at buildings for back-up.
6. Commercial operation starting 7/1/12. Expenditure schedule 10% in FYE 2010, 45% FYE 2011, 45% FYE 2012.
7. Fuel input of 141 MMBtu LHV/hr for CTs. DB input is 79 MMBTU LHV/hr. Coal boiler efficiency is 85% HHV.
8. Incur variable non-fuel operating expense for CHP of $0.003 per kWh plus $65,000 per month per CT including accrual for major overhauls. Avoid $3.00 per klb variable non-fuel operating expense when coal boilers are not used.
9. Natural Gas, mt CO2e/MMBtu= 0.053358. Coal, mt CO2e/MMBtu= 0.094. Purchased Electricity, mt CO2e/MWh=.808 increased by transmission loss factor of 7%.
10. Economic life 20 years. Cost of renewal = 50% or original installed cost (not modeled).
11. Modeling performed in constant (real) 2010 dollars. Nominal discount rate of 4.5% adjusted by general inflation rate of 2.1% with resulting real discount rate of 2.4%.
Note on BZ30: Nick Travis: Based on Net Steam Enthalpy
Note on BA31: Rob McKenna: Estimated Capital cost for the CHP is $90MM per discussion with Mike Heise. This assumes that CWRU is responsible for 42% of the cost…in line with the load they impose on MCCo.
Note on BJ38: Nick Travis: Based on hourly load profile data at OSU
Note on BJ39: Nick Travis: Actual CWR data
Note on BJ41: Nick Travis: Actual CWR data
Note on BJ42: Nick Travis: Actuak CWR data
Note on BJ59: NTravis: Rounded based on average 2007, 2008 value from AEI "2009_11_16 CT Analysis"
Note on BP59: NTravis: Rounded based on average 2007, 2008 value from "2009_11_16 CT Analysis"
Note on BL65: NTravis: George Howe indicated this is a reasonable value within the rage of 80-85%).
Note on BJ123: Rob McKenna: From discussion with Mike Heise

## CoalToNG
|  | Actionable Alternative: | Coal to Natural Gas Conversion @ Steam Plant | [6 empty] | NPV through 2050 | Cumulative Carbon Abatement (2010 - 2050) | Contribution toward Neutralilty in |  | Average
|  | Year Implemented: | 2015 | [5 empty] | Avoided Compliance Risk: | 10104617.3574 | 777241.3843 | 2050
|  | Reference Case: | BAU | [5 empty] | Incremental Fuel Savings (Cost): | -4282496.7728 | Average | 25123.7112 |  | -350280.4138
|  |  | Return to Summary | [5 empty] | Avoided Capital Cost: | 0 | 21590.0385 | 2.298% |  | 0
|  | Wedge Group: | Group9 | [5 empty] | New Capital Cost: | 0 |  |  |  | 0
[9 empty] | Avoided Operating Costs: | 0 |  |  |  | 0
[9 empty] | New Operating Costs: | 0 |  |  |  | 0
[9 empty] | Incremental Cash Flow: | 5822120.5845
[9 empty] | DPI: | No Capital
[9 empty] | IRR: | 28.77%
[9 empty] | Simple Payback: | 8.7632
[9 empty] | Total Incremental Savings (Cost) w/o Compliance Savings: | -4282496.7728
[9 empty] | Levelized Cost (Savings) per MTCDE Avoided: | 17.9595
[9 empty] | Levelized Avoided Compliance Cost per MTCDE Avoided: | 42.3758
| Incremental Utility Demand Savings | [8 empty] | Electricity Supply |  |  |  | Steam Supply |  |  |  | Chilled Water Supply |  |  |  | GHG and Compliance Risk Reductions |  |  |  |  | Incremental Fuel Savings (Cost) | [8 empty] | Incremental Non-Fuel OPEX/Capital Savings (Cost) | [6 empty] | Cash Flow
| Reference Electric Load | % Reduction from Reference | Change in Electricity Demand | Reference Steam Load | % Reduction from Reference | Change in Steam Demand | Reference Chilled Water Load | % Reduction from Reference | Change in Chilled Water Demand | Beginning Required P/E | Displaced P/E | New Electricity Source | Ending Required P/E | Beginning Required Steam | Displaced Steam | New Heat Source | Ending Required Steam | Beginning Required Chilled Water | Displaced Chilled Water | New Cooling Source | Ending Required Chilled Water | Scope 1 | Scope 2 | Scope 3 (Commuting) | Scope 3 (Air Travel, other) | Avoided Compliance Risk | Electricity Savings | New Electricity Source Fuel Cost | Steam Savings | New Steam Source Fuel Cost | Chilled Water Savings | New Chilled Water Source Fuel Cost | NG Savings | Campus Fleet Fuel | Incremental Fuel Savings (Cost) | Avoided Capital Cost | New Capital Cost | Incremental Capital | Avoided Operating Costs | New Operating Costs | Incremental OPEX | Other Revenue | Incremental Cash Flow | Cumulative Cash Flow | Notes/Description of Assumptions Please describe all assumptions for modeling here: |  | Variables you may need values for - let me know if anything else is needed | BAU steam | Coal to produce entire steam load | Coal to produce 50% of steam | NG to produce remaing steam | BAU cost | Alternative cost | Increase in Fuel Cost | BAU Emissions | Alternative Emissions | Reduction in Scope 2 Emissions
FYE | MWh |  | MWh | MMBtu |  | MMBtu | MMBtu |  | MMBtu | MWh | MWh | MWh | MWh | MMBtu | MMBtu | MMBtu | MMBtu | MMBtu | MMBtu | MMBtu | MMBtu | MTCDE | MTCDE | MTCDE | MTCDE | 2010 $ | 2010 $ | 2010 $ | 2010 $ | 2010 $ | 2010 $ | 2010 $ | 2010 $ | 2010 $ | 2010 $ | 2010 $ | 2010 $ | 2010 $ | 2010 $ | 2010 $ | 2010 $ | 2010 $ | 2010 $ | 2010 $ |  |  |  | klbs | MMBtu | MMBtu | MMBtu | 2010$ | 2010$ | 2010$ | MTCDE | MTCDE | MTCDE
2010 | 128552.6351 | 0% | 0 | 685461.0151 | 0% | 0 | 179442.3946 | 0% | 0 | 128552.6351 | 0 | 0 | 128552.6351 | 685461.0151 | 0 | 0 | 685461.0151 | 179442.3946 | 0 | 0 | 179442.3946 | 0 | 0 | 0 | 0 | 0 | 0 | 0 | 0 | 0 | 0 | 0 | 0 | 0 | 0 | 0 | 0 | 0 | 0 | 0 | 0 | 0 | 0 | 0 | 2015 | Online Date | - Percent of coal displaced by NG, 0% to 100%, default 50% | 583371.0767 | 758382.3997 | 379191.1999 | 361134.4761 | 3791911.9986 | 4062762.8556 | 270850.857 | 71287.9456 | 54784.1 | 16503.8456
2011 | 130129.2607 | 0% | 0 | 693847.6143 | 0% | 0 | 182506.9291 | 0% | 0 | 130129.2607 | 0 | 0 | 130129.2607 | 693847.6143 | 0 | 0 | 693847.6143 | 182506.9291 | 0 | 0 | 182506.9291 | 0 | 0 | 0 | 0 | 0 | 0 | 0 | 0 | 0 | 0 | 0 | 0 | 0 | 0 | 0 | 0 | 0 | 0 | 0 | 0 | 0 | 0 | 0 |  |  | - MMBtu coal per klb steam, 1.15 to 1.40, default 1.3 | 590508.6079 | 767661.1902 | 383830.5951 | 365552.9477 | 3857497.481 | 4133033.0153 | 275535.5344 | 72160.1519 | 55454.3822 | 16705.7697
2012 | 133825.368 | 0% | 0 | 713508.4454 | 0% | 0 | 188515.5603 | 0% | 0 | 133825.368 | 0 | 0 | 133825.368 | 713508.4454 | 0 | 0 | 713508.4454 | 188515.5603 | 0 | 0 | 188515.5603 | 0 | 0 | 0 | 0 | 0 | 0 | 0 | 0 | 0 | 0 | 0 | 0 | 0 | 0 | 0 | 0 | 0 | 0 | 0 | 0 | 0 | 0 | 0 | 1.3 | MMBtu coal per klb steam (1.15 to 1.40) | - Starting price of coal, 2010$/MMBtu, $4.00 to $6.00 | 607241.2302 | 789413.5992 | 394706.7996 | 375911.2377 | 3986637.3527 | 4271397.1636 | 284759.8109 | 74204.8783 | 57025.7348 | 17179.1436
2013 | 135980.034 | 0% | 0 | 724969.8351 | 0% | 0 | 192383.0303 | 0% | 0 | 135980.034 | 0 | 0 | 135980.034 | 724969.8351 | 0 | 0 | 724969.8351 | 192383.0303 | 0 | 0 | 192383.0303 | 0 | 0 | 0 | 0 | 0 | 0 | 0 | 0 | 0 | 0 | 0 | 0 | 0 | 0 | 0 | 0 | 0 | 0 | 0 | 0 | 0 | 0 | 0 |  |  | - Change in coal prices, real % per year, 0% to 2% | 616995.6044 | 802094.2857 | 401047.1428 | 381949.6598 | 4070929.7865 | 4361710.4855 | 290780.699 | 75396.8629 | 57941.7634 | 17455.0995
2014 | 137556.6596 | 0% | 0 | 733356.4343 | 0% | 0 | 195447.5648 | 0% | 0 | 137556.6596 | 0 | 0 | 137556.6596 | 733356.4343 | 0 | 0 | 733356.4343 | 195447.5648 | 0 | 0 | 195447.5648 | 0 | 0 | 0 | 0 | 0 | 0 | 0 | 0 | 0 | 0 | 0 | 0 | 0 | 0 | 0 | 0 | 0 | 0 | 0 | 0 | 0 | 0 | 0 | 50% | Percent of coal displace by NG | - Starting NG price, 2010$/MMBtu, $5.00 to $7.00 | 624133.1355 | 811373.0762 | 405686.5381 | 386368.1315 | 4138613.2494 | 4434228.4815 | 295615.2321 | 76269.0692 | 58612.0456 | 17657.0236
2015 | 140674.7264 | 0% | 0 | 749942.4749 | 0% | 0 | 200653.2605 | 0% | 0 | 140674.7264 | 0 | 0 | 140674.7264 | 749942.4749 | 0 | 0 | 749942.4749 | 200653.2605 | 0 | 0 | 200653.2605 | 0 | -18056.3657 | 0 | 0 | 183621.2639 | 0 | 0 | 0 | -303812.5534 | 0 | 0 | 0 | 0 | -303812.5534 | 0 | 0 | 0 | 0 | 0 | 0 | 0 | -120191.2895 | -120191.2895 |  |  | - Change in NG prices, real % per year, 0% to 2% | 638248.9148 | 829723.5892 | 414861.7946 | 395106.4711 | 4253375.7481 | 4557188.3015 | 303812.5534 | 77994.0174 | 59937.6517 | 18056.3657
2016 | 142251.352 | 0% | 0 | 758329.074 | 0% | 0 | 203717.7951 | 0% | 0 | 142251.352 | 0 | 0 | 142251.352 | 758329.074 | 0 | 0 | 758329.074 | 203717.7951 | 0 | 0 | 203717.7951 | 0 | -18258.2899 | 0 | 0 | 214325.0478 | 0 | 0 | 0 | -308746.1366 | 0 | 0 | 0 | 0 | -308746.1366 | 0 | 0 | 0 | 0 | 0 | 0 | 0 | -94421.0888 | -214612.3783 | 105% | NG Fuel heating value, factor as % |  | 645386.446 | 839002.3798 | 419501.1899 | 399524.9427 | 4322445.9122 | 4631192.0488 | 308746.1366 | 78866.2237 | 60607.9338 | 18258.2899
2017 | 143827.9776 | 0% | 0 | 766715.6731 | 0% | 0 | 206782.3297 | 0% | 0 | 143827.9776 | 0 | 0 | 143827.9776 | 766715.6731 | 0 | 0 | 766715.6731 | 206782.3297 | 0 | 0 | 206782.3297 | 0 | -18460.214 | 0 | 0 | 247013.4966 | 0 | 0 | 0 | -313721.4603 | 0 | 0 | 0 | 0 | -313721.4603 | 0 | 0 | 0 | 0 | 0 | 0 | 0 | -66707.9637 | -281320.342 |  | of Coal Fuel Heating Value, 100% to 110% | Variables: | 652523.9771 | 848281.1703 | 424140.5851 | 403943.4144 | 4392100.4435 | 4705821.9038 | 313721.4603 | 79738.43 | 61278.216 | 18460.214
2018 | 145404.6032 | 0% | 0 | 775102.2723 | 0% | 0 | 209846.8642 | 0% | 0 | 145404.6032 | 0 | 0 | 145404.6032 | 775102.2723 | 0 | 0 | 775102.2723 | 209846.8642 | 0 | 0 | 209846.8642 | 0 | -18662.1382 | 0 | 0 | 281688.6163 | 0 | 0 | 0 | -318738.8185 | 0 | 0 | 0 | 0 | -318738.8185 | 0 | 0 | 0 | 0 | 0 | 0 | 0 | -37050.2022 | -318370.5442 |  |  |  | 659661.5083 | 857559.9608 | 428779.9804 | 408361.8861 | 4462343.459 | 4781082.2776 | 318738.8185 | 80610.6363 | 61948.4981 | 18662.1382
2019 | 146981.2288 | 0% | 0 | 783488.8714 | 0% | 0 | 212911.3988 | 0% | 0 | 146981.2288 | 0 | 0 | 146981.2288 | 783488.8714 | 0 | 0 | 783488.8714 | 212911.3988 | 0 | 0 | 212911.3988 | 0 | -18864.0624 | 0 | 0 | 318351.0272 | 0 | 0 | 0 | -323798.5073 | 0 | 0 | 0 | 0 | -323798.5073 | 0 | 0 | 0 | 0 | 0 | 0 | 0 | -5447.4801 | -323818.0243 | 80% | Percent of Steam Produced from Coal | - NG Fuel heating value, factor as % of Coal Fuel Heating Value, range 100% to 110%, default 105% | 666799.0395 | 866838.7513 | 433419.3757 | 412780.3578 | 4533179.1022 | 4856977.6095 | 323798.5073 | 81482.8426 | 62618.7803 | 18864.0624
2020 | 148557.8544 | 0% | 0 | 791875.4705 | 0% | 0 | 215975.9334 | 0% | 0 | 148557.8544 | 0 | 0 | 148557.8544 | 791875.4705 | 0 | 0 | 791875.4705 | 215975.9334 | 0 | 0 | 215975.9334 | 0 | -19065.9865 | 0 | 0 | 356999.9976 | 0 | 0 | 0 | -328900.8245 | 0 | 0 | 0 | 0 | -328900.8245 | 0 | 0 | 0 | 0 | 0 | 0 | 0 | 28099.173 | -295718.8513 |  |  | - Maintenance increase/decrease when NG is used | 673936.5707 | 876117.5419 | 438058.7709 | 417198.8295 | 4604611.5432 | 4933512.3677 | 328900.8245 | 82355.0489 | 63289.0624 | 19065.9865
2021 | 150134.48 | 0% | 0 | 800262.0697 | 0% | 0 | 219040.4679 | 0% | 0 | 150134.48 | 0 | 0 | 150134.48 | 800262.0697 | 0 | 0 | 800262.0697 | 219040.4679 | 0 | 0 | 219040.4679 | 0 | -19267.9107 | 0 | 0 | 401870.6473 | 0 | 0 | 0 | -334046.0699 | 0 | 0 | 0 | 0 | -334046.0699 | 0 | 0 | 0 | 0 | 0 | 0 | 0 | 67824.5774 | -227894.2739 |  |  | - No change in initial analysis | 681074.1018 | 885396.3324 | 442698.1662 | 421617.3011 | 4676644.9792 | 5010691.0491 | 334046.0699 | 83227.2552 | 63959.3446 | 19267.9107
2022 | 151711.1056 | 0% | 0 | 808648.6688 | 0% | 0 | 222105.0025 | 0% | 0 | 151711.1056 | 0 | 0 | 151711.1056 | 808648.6688 | 0 | 0 | 808648.6688 | 222105.0025 | 0 | 0 | 222105.0025 | 0 | -19469.8348 | 0 | 0 | 449204.8194 | 0 | 0 | 0 | -339234.5453 | 0 | 0 | 0 | 0 | -339234.5453 | 0 | 0 | 0 | 0 | 0 | 0 | 0 | 109970.2741 | -117923.9998 |  |  |  | 688211.633 | 894675.1229 | 447337.5615 | 426035.7728 | 4749283.6342 | 5088518.1795 | 339234.5453 | 84099.4616 | 64629.6267 | 19469.8348
2023 | 153287.7312 | 0% | 0 | 817035.2679 | 0% | 0 | 225169.537 | 0% | 0 | 153287.7312 | 0 | 0 | 153287.7312 | 817035.2679 | 0 | 0 | 817035.2679 | 225169.537 | 0 | 0 | 225169.537 | 0 | -19671.759 | 0 | 0 | 498987.0865 | 0 | 0 | 0 | -344466.5543 | 0 | 0 | 0 | 0 | -344466.5543 | 0 | 0 | 0 | 0 | 0 | 0 | 0 | 154520.5322 | 36596.5325 |  |  |  | 695349.1642 | 903953.9134 | 451976.9567 | 430454.2445 | 4822531.7596 | 5166998.3139 | 344466.5543 | 84971.6679 | 65299.9089 | 19671.759
2024 | 154864.3568 | 0% | 0 | 825421.8671 | 0% | 0 | 228234.0716 | 0% | 0 | 154864.3568 | 0 | 0 | 154864.3568 | 825421.8671 | 0 | 0 | 825421.8671 | 228234.0716 | 0 | 0 | 228234.0716 | 0 | -19873.6831 | 0 | 0 | 551199.7961 | 0 | 0 | 0 | -349742.4024 | 0 | 0 | 0 | 0 | -349742.4024 | 0 | 0 | 0 | 0 | 0 | 0 | 0 | 201457.3937 | 238053.9261 |  |  |  | 702486.6954 | 913232.704 | 456616.352 | 434872.7162 | 4896393.6342 | 5246136.0366 | 349742.4024 | 85843.8742 | 65970.191 | 19873.6831
2025 | 156440.9824 | 0% | 0 | 833808.4662 | 0% | 0 | 231298.6062 | 0% | 0 | 156440.9824 | 0 | 0 | 156440.9824 | 833808.4662 | 0 | 0 | 833808.4662 | 231298.6062 | 0 | 0 | 231298.6062 | 0 | -20075.6073 | 0 | 0 | 605823.0947 | 0 | 0 | 0 | -355062.3974 | 0 | 0 | 0 | 0 | -355062.3974 | 0 | 0 | 0 | 0 | 0 | 0 | 0 | 250760.6972 | 488814.6234 |  |  |  | 709624.2265 | 922511.4945 | 461255.7473 | 439291.1879 | 4970873.5643 | 5325935.9617 | 355062.3974 | 86716.0805 | 66640.4732 | 20075.6073
2026 | 158017.608 | 0% | 0 | 842195.0653 | 0% | 0 | 234363.1407 | 0% | 0 | 158017.608 | 0 | 0 | 158017.608 | 842195.0653 | 0 | 0 | 842195.0653 | 234363.1407 | 0 | 0 | 234363.1407 | 0 | -20277.5314 | 0 | 0 | 667890.5187 | 0 | 0 | 0 | -360426.8488 | 0 | 0 | 0 | 0 | -360426.8488 | 0 | 0 | 0 | 0 | 0 | 0 | 0 | 307463.6698 | 796278.2932 |  |  |  | 716761.7577 | 931790.285 | 465895.1425 | 443709.6595 | 5045975.8838 | 5406402.7326 | 360426.8488 | 87588.2868 | 67310.7554 | 20277.5314
2027 | 159594.2336 | 0% | 0 | 850581.6644 | 0% | 0 | 237427.6753 | 0% | 0 | 159594.2336 | 0 | 0 | 159594.2336 | 850581.6644 | 0 | 0 | 850581.6644 | 237427.6753 | 0 | 0 | 237427.6753 | 0 | -20479.4556 | 0 | 0 | 732827.814 | 0 | 0 | 0 | -365836.0682 | 0 | 0 | 0 | 0 | -365836.0682 | 0 | 0 | 0 | 0 | 0 | 0 | 0 | 366991.7458 | 1163270.039 |  |  |  | 723899.2889 | 941069.0756 | 470534.5378 | 448128.1312 | 5121704.9546 | 5487541.0228 | 365836.0682 | 88460.4931 | 67981.0375 | 20479.4556
2028 | 161170.8592 | 0% | 0 | 858968.2636 | 0% | 0 | 240492.2099 | 0% | 0 | 161170.8592 | 0 | 0 | 161170.8592 | 858968.2636 | 0 | 0 | 858968.2636 | 240492.2099 | 0 | 0 | 240492.2099 | 0 | -20681.3798 | 0 | 0 | 800600.8463 | 0 | 0 | 0 | -371290.3691 | 0 | 0 | 0 | 0 | -371290.3691 | 0 | 0 | 0 | 0 | 0 | 0 | 0 | 429310.4772 | 1592580.5163 |  |  |  | 731036.8201 | 950347.8661 | 475173.933 | 452546.6029 | 5198065.1668 | 5569355.5359 | 371290.3691 | 89332.6994 | 68651.3197 | 20681.3798
2029 | 162747.4848 | 0% | 0 | 867354.8627 | 0% | 0 | 243556.7444 | 0% | 0 | 162747.4848 | 0 | 0 | 162747.4848 | 867354.8627 | 0 | 0 | 867354.8627 | 243556.7444 | 0 | 0 | 243556.7444 | 0 | -20883.3039 | 0 | 0 | 871172.5866 | 0 | 0 | 0 | -376790.067 | 0 | 0 | 0 | 0 | -376790.067 | 0 | 0 | 0 | 0 | 0 | 0 | 0 | 494382.5195 | 2086963.0358 |  |  |  | 738174.3512 | 959626.6566 | 479813.3283 | 456965.0746 | 5275060.9385 | 5651851.0055 | 376790.067 | 90204.9057 | 69321.6018 | 20883.3039
2030 | 164324.1104 | 0% | 0 | 875741.4618 | 0% | 0 | 246621.279 | 0% | 0 | 164324.1104 | 0 | 0 | 164324.1104 | 875741.4618 | 0 | 0 | 875741.4618 | 246621.279 | 0 | 0 | 246621.279 | 0 | -21085.2281 | 0 | 0 | 944503.125 | 0 | 0 | 0 | -382335.4797 | 0 | 0 | 0 | 0 | -382335.4797 | 0 | 0 | 0 | 0 | 0 | 0 | 0 | 562167.6453 | 2649130.6811 |  |  |  | 745311.8824 | 968905.4471 | 484452.7236 | 461383.5463 | 5352696.7162 | 5735032.196 | 382335.4797 | 91077.112 | 69991.884 | 21085.2281
2031 | 165900.736 | 0% | 0 | 884128.061 | 0% | 0 | 249685.8135 | 0% | 0 | 165900.736 | 0 | 0 | 165900.736 | 884128.061 | 0 | 0 | 884128.061 | 249685.8135 | 0 | 0 | 249685.8135 | 0 | -21287.1522 | 0 | 0 | 1028584.7852 | 0 | 0 | 0 | -387926.9268 | 0 | 0 | 0 | 0 | -387926.9268 | 0 | 0 | 0 | 0 | 0 | 0 | 0 | 640657.8584 | 3289788.5395 |  |  |  | 752449.4136 | 978184.2377 | 489092.1188 | 465802.0179 | 5430976.9753 | 5818903.9021 | 387926.9268 | 91949.3183 | 70662.1661 | 21287.1522
2032 | 167477.3616 | 0% | 0 | 892514.6601 | 0% | 0 | 252750.3481 | 0% | 0 | 167477.3616 | 0 | 0 | 167477.3616 | 892514.6601 | 0 | 0 | 892514.6601 | 252750.3481 | 0 | 0 | 252750.3481 | 0 | -21489.0764 | 0 | 0 | 1115944.2607 | 0 | 0 | 0 | -393564.73 | 0 | 0 | 0 | 0 | -393564.73 | 0 | 0 | 0 | 0 | 0 | 0 | 0 | 722379.5308 | 4012168.0703 |  |  |  | 759586.9448 | 987463.0282 | 493731.5141 | 470220.4896 | 5509906.2195 | 5903470.9494 | 393564.73 | 92821.5246 | 71332.4483 | 21489.0764
2033 | 169053.9872 | 0% | 0 | 900901.2592 | 0% | 0 | 255814.8827 | 0% | 0 | 169053.9872 | 0 | 0 | 169053.9872 | 900901.2592 | 0 | 0 | 900901.2592 | 255814.8827 | 0 | 0 | 255814.8827 | 0 | -21691.0005 | 0 | 0 | 1196650.0962 | 0 | 0 | 0 | -399249.213 | 0 | 0 | 0 | 0 | -399249.213 | 0 | 0 | 0 | 0 | 0 | 0 | 0 | 797400.8832 | 4809568.9535 |  |  |  | 766724.4759 | 996741.8187 | 498370.9094 | 474638.9613 | 5589488.9817 | 5988738.1946 | 399249.213 | 93693.731 | 72002.7304 | 21691.0005
2034 | 170630.6128 | 0% | 0 | 909287.8584 | 0% | 0 | 258879.4172 | 0% | 0 | 170630.6128 | 0 | 0 | 170630.6128 | 909287.8584 | 0 | 0 | 909287.8584 | 258879.4172 | 0 | 0 | 258879.4172 | 0 | -21892.9247 | 0 | 0 | 1270073.7675 | 0 | 0 | 0 | -404980.7017 | 0 | 0 | 0 | 0 | -404980.7017 | 0 | 0 | 0 | 0 | 0 | 0 | 0 | 865093.0658 | 5674662.0194 |  |  |  | 773862.0071 | 1006020.6092 | 503010.3046 | 479057.433 | 5669729.8238 | 6074710.5255 | 404980.7017 | 94565.9373 | 72673.0126 | 21892.9247
2035 | 172207.2384 | 0% | 0 | 917674.4575 | 0% | 0 | 261943.9518 | 0% | 0 | 172207.2384 | 0 | 0 | 172207.2384 | 917674.4575 | 0 | 0 | 917674.4575 | 261943.9518 | 0 | 0 | 261943.9518 | 0 | -22094.8488 | 0 | 0 | 1345937.0236 | 0 | 0 | 0 | -410759.5241 | 0 | 0 | 0 | 0 | -410759.5241 | 0 | 0 | 0 | 0 | 0 | 0 | 0 | 935177.4996 | 6609839.5189 |  |  |  | 780999.5383 | 1015299.3998 | 507649.6999 | 483475.9047 | 5750633.3372 | 6161392.8613 | 410759.5241 | 95438.1436 | 73343.2947 | 22094.8488
2036 | 173783.864 | 0% | 0 | 926061.0566 | 0% | 0 | 265008.4864 | 0% | 0 | 173783.864 | 0 | 0 | 173783.864 | 926061.0566 | 0 | 0 | 926061.0566 | 265008.4864 | 0 | 0 | 265008.4864 | 0 | -22296.773 | 0 | 0 | 1433975.9593 | 0 | 0 | 0 | -416586.0102 | 0 | 0 | 0 | 0 | -416586.0102 | 0 | 0 | 0 | 0 | 0 | 0 | 0 | 1017389.9491 | 7627229.468 |  |  |  | 788137.0695 | 1024578.1903 | 512289.0951 | 487894.3763 | 5832204.1425 | 6248790.1526 | 416586.0102 | 96310.3499 | 74013.5769 | 22296.773
2037 | 175360.4896 | 0% | 0 | 934447.6557 | 0% | 0 | 268073.0209 | 0% | 0 | 175360.4896 | 0 | 0 | 175360.4896 | 934447.6557 | 0 | 0 | 934447.6557 | 268073.0209 | 0 | 0 | 268073.0209 | 0 | -22498.6972 | 0 | 0 | 1523054.5025 | 0 | 0 | 0 | -422460.4921 | 0 | 0 | 0 | 0 | -422460.4921 | 0 | 0 | 0 | 0 | 0 | 0 | 0 | 1100594.0104 | 8727823.4784 |  |  |  | 795274.6006 | 1033856.9808 | 516928.4904 | 492312.848 | 5914446.89 | 6336907.3821 | 422460.4921 | 97182.5562 | 74683.859 | 22498.6972
2038 | 176937.1152 | 0% | 0 | 942834.2549 | 0% | 0 | 271137.5555 | 0% | 0 | 176937.1152 | 0 | 0 | 176937.1152 | 942834.2549 | 0 | 0 | 942834.2549 | 271137.5555 | 0 | 0 | 271137.5555 | 0 | -22700.6213 | 0 | 0 | 1612960.2429 | 0 | 0 | 0 | -428383.3043 | 0 | 0 | 0 | 0 | -428383.3043 | 0 | 0 | 0 | 0 | 0 | 0 | 0 | 1184576.9386 | 9912400.4171 |  |  |  | 802412.1318 | 1043135.7713 | 521567.8857 | 496731.3197 | 5997366.2598 | 6425749.5641 | 428383.3043 | 98054.7625 | 75354.1412 | 22700.6213
2039 | 178513.7408 | 0% | 0 | 951220.854 | 0% | 0 | 274202.0901 | 0% | 0 | 178513.7408 | 0 | 0 | 178513.7408 | 951220.854 | 0 | 0 | 951220.854 | 274202.0901 | 0 | 0 | 274202.0901 | 0 | -22902.5455 | 0 | 0 | 1703511.5105 | 0 | 0 | 0 | -434354.783 | 0 | 0 | 0 | 0 | -434354.783 | 0 | 0 | 0 | 0 | 0 | 0 | 0 | 1269156.7275 | 11181557.1446 |  |  |  | 809549.663 | 1052414.5619 | 526207.2809 | 501149.7914 | 6080966.9622 | 6515321.7452 | 434354.783 | 98926.9688 | 76024.4234 | 22902.5455
2040 | 180090.3664 | 0% | 0 | 959607.4531 | 0% | 0 | 277266.6246 | 0% | 0 | 180090.3664 | 0 | 0 | 180090.3664 | 959607.4531 | 0 | 0 | 959607.4531 | 277266.6246 | 0 | 0 | 277266.6246 | 0 | -23104.4696 | 0 | 0 | 1799155.2133 | 0 | 0 | 0 | -440375.267 | 0 | 0 | 0 | 0 | -440375.267 | 0 | 0 | 0 | 0 | 0 | 0 | 0 | 1358779.9463 | 12540337.0909 |  |  |  | 816687.1942 | 1061693.3524 | 530846.6762 | 505568.263 | 6165253.7374 | 6605629.0044 | 440375.267 | 99799.1751 | 76694.7055 | 23104.4696
2041 | 181666.992 | 0% | 0 | 967994.0523 | 0% | 0 | 280331.1592 | 0% | 0 | 181666.992 | 0 | 0 | 181666.992 | 967994.0523 | 0 | 0 | 967994.0523 | 280331.1592 | 0 | 0 | 280331.1592 | 0 | -23306.3938 | 0 | 0 | 1893666.8854 | 0 | 0 | 0 | -446445.0969 | 0 | 0 | 0 | 0 | -446445.0969 | 0 | 0 | 0 | 0 | 0 | 0 | 0 | 1447221.7885 | 13987558.8794 |  |  |  | 823824.7253 | 1070972.1429 | 535486.0715 | 509986.7347 | 6250231.3562 | 6696676.4531 | 446445.0969 | 100671.3814 | 77364.9877 | 23306.3938
2042 | 183243.6176 | 0% | 0 | 976380.6514 | 0% | 0 | 283395.6937 | 0% | 0 | 183243.6176 | 0 | 0 | 183243.6176 | 976380.6514 | 0 | 0 | 976380.6514 | 283395.6937 | 0 | 0 | 283395.6937 | 0 | -23508.3179 | 0 | 0 | 1986447.0575 | 0 | 0 | 0 | -452564.6157 | 0 | 0 | 0 | 0 | -452564.6157 | 0 | 0 | 0 | 0 | 0 | 0 | 0 | 1533882.4418 | 15521441.3213 |  |  |  | 830962.2565 | 1080250.9335 | 540125.4667 | 514405.2064 | 6335904.6199 | 6788469.2356 | 452564.6157 | 101543.5877 | 78035.2698 | 23508.3179
2043 | 184820.2432 | 0% | 0 | 984767.2505 | 0% | 0 | 286460.2283 | 0% | 0 | 184820.2432 | 0 | 0 | 184820.2432 | 984767.2505 | 0 | 0 | 984767.2505 | 286460.2283 | 0 | 0 | 286460.2283 | 0 | -23710.2421 | 0 | 0 | 2090149.2832 | 0 | 0 | 0 | -458734.1686 | 0 | 0 | 0 | 0 | -458734.1686 | 0 | 0 | 0 | 0 | 0 | 0 | 0 | 1631415.1146 | 17152856.4359 |  |  |  | 838099.7877 | 1089529.724 | 544764.862 | 518823.6781 | 6422278.3604 | 6881012.529 | 458734.1686 | 102415.7941 | 78705.552 | 23710.2421
2044 | 186396.8688 | 0% | 0 | 993153.8496 | 0% | 0 | 289524.7629 | 0% | 0 | 186396.8688 | 0 | 0 | 186396.8688 | 993153.8496 | 0 | 0 | 993153.8496 | 289524.7629 | 0 | 0 | 289524.7629 | 0 | -23912.1662 | 0 | 0 | 2206993.9734 | 0 | 0 | 0 | -464954.1029 | 0 | 0 | 0 | 0 | -464954.1029 | 0 | 0 | 0 | 0 | 0 | 0 | 0 | 1742039.8705 | 18894896.3064 |  |  |  | 845237.3188 | 1098808.5145 | 549404.2573 | 523242.1498 | 6509357.4407 | 6974311.5436 | 464954.1029 | 103288.0004 | 79375.8341 | 23912.1662
2045 | 187973.4944 | 0% | 0 | 1001540.4488 | 0% | 0 | 292589.2974 | 0% | 0 | 187973.4944 | 0 | 0 | 187973.4944 | 1001540.4488 | 0 | 0 | 1001540.4488 | 292589.2974 | 0 | 0 | 292589.2974 | 0 | -24114.0904 | 0 | 0 | 2340130.1526 | 0 | 0 | 0 | -471224.7682 | 0 | 0 | 0 | 0 | -471224.7682 | 0 | 0 | 0 | 0 | 0 | 0 | 0 | 1868905.3843 | 20763801.6907 |  |  |  | 852374.85 | 1108087.305 | 554043.6525 | 527660.6214 | 6597146.7549 | 7068371.5231 | 471224.7682 | 104160.2067 | 80046.1163 | 24114.0904
2046 | 189550.12 | 0% | 0 | 1009927.0479 | 0% | 0 | 295653.832 | 0% | 0 | 189550.12 | 0 | 0 | 189550.12 | 1009927.0479 | 0 | 0 | 1009927.0479 | 295653.832 | 0 | 0 | 295653.832 | 0 | -24316.0146 | 0 | 0 | 2482936.4441 | 0 | 0 | 0 | -477546.5163 | 0 | 0 | 0 | 0 | -477546.5163 | 0 | 0 | 0 | 0 | 0 | 0 | 0 | 2005389.9278 | 22769191.6186 |  |  |  | 859512.3812 | 1117366.0956 | 558683.0478 | 532079.0931 | 6685651.2283 | 7163197.7446 | 477546.5163 | 105032.413 | 80716.3984 | 24316.0146
2047 | 191126.7456 | 0% | 0 | 1018313.647 | 0% | 0 | 298718.3666 | 0% | 0 | 191126.7456 | 0 | 0 | 191126.7456 | 1018313.647 | 0 | 0 | 1018313.647 | 298718.3666 | 0 | 0 | 298718.3666 | 0 | -24517.9387 | 0 | 0 | 2636584.2814 | 0 | 0 | 0 | -483919.7013 | 0 | 0 | 0 | 0 | -483919.7013 | 0 | 0 | 0 | 0 | 0 | 0 | 0 | 2152664.5801 | 24921856.1987 |  |  |  | 866649.9124 | 1126644.8861 | 563322.443 | 536497.5648 | 6774875.8177 | 7258795.5189 | 483919.7013 | 105904.6193 | 81386.6806 | 24517.9387
2048 | 192703.3712 | 0% | 0 | 1026700.2462 | 0% | 0 | 301782.9011 | 0% | 0 | 192703.3712 | 0 | 0 | 192703.3712 | 1026700.2462 | 0 | 0 | 1026700.2462 | 301782.9011 | 0 | 0 | 301782.9011 | 0 | -24719.8629 | 0 | 0 | 2802360.2376 | 0 | 0 | 0 | -490344.6794 | 0 | 0 | 0 | 0 | -490344.6794 | 0 | 0 | 0 | 0 | 0 | 0 | 0 | 2312015.5582 | 27233871.7568 |  |  |  | 873787.4435 | 1135923.6766 | 567961.8383 | 540916.0365 | 6864825.5117 | 7355170.1911 | 490344.6794 | 106776.8256 | 82056.9627 | 24719.8629
2049 | 194279.9968 | 0% | 0 | 1035086.8453 | 0% | 0 | 304847.4357 | 0% | 0 | 194279.9968 | 0 | 0 | 194279.9968 | 1035086.8453 | 0 | 0 | 1035086.8453 | 304847.4357 | 0 | 0 | 304847.4357 | 0 | -24921.787 | 0 | 0 | 2981660.6438 | 0 | 0 | 0 | -496821.8093 | 0 | 0 | 0 | 0 | -496821.8093 | 0 | 0 | 0 | 0 | 0 | 0 | 0 | 2484838.8345 | 29718710.5913 |  |  |  | 880924.9747 | 1145202.4671 | 572601.2336 | 545334.5082 | 6955505.3308 | 7452327.1401 | 496821.8093 | 107649.0319 | 82727.2449 | 24921.787
2050 | 195856.6225 | 0% | 0 | 1043473.4444 | 0% | 0 | 307911.9702 | 0% | 0 | 195856.6225 | 0 | 0 | 195856.6225 | 1043473.4444 | 0 | 0 | 1043473.4444 | 307911.9702 | 0 | 0 | 307911.9702 | 0 | -25123.7112 | 0 | 0 | 3175985.9084 | 0 | 0 | 0 | -503351.452 | 0 | 0 | 0 | 0 | -503351.452 | 0 | 0 | 0 | 0 | 0 | 0 | 0 | 2672634.4564 | 32391345.0477 |  |  |  | 888062.5059 | 1154481.2577 | 577240.6288 | 549752.9798 | 7046920.3274 | 7550271.7794 | 503351.452 | 108521.2382 | 83397.527 | 25123.7112
HOME

## Wind
|  | Actionable Alternative: | On-site Wind | [6 empty] | NPV through 2050 | Cumulative Carbon Abatement (2010 - 2050) | Contribution toward Neutralilty in |  | Average
|  | Year Implemented: | 2011 | [5 empty] | Avoided Compliance Risk: | 57592.9938 | 4977.4791 | 2050
|  | Reference Case: | BAU | [5 empty] | Incremental Fuel Savings (Cost): | -75609.0167 | Average | 124.437 |  | -4391.6678
|  |  | Return to Summary | [5 empty] | Avoided Capital Cost: | 0 | 124.437 | 0.01138% |  | 0
|  | Wedge Group: | On Campus Renewable Energy | [5 empty] | New Capital Cost: | -94680.328 |  |  |  | -2439.0244
[9 empty] | Avoided Operating Costs: | 0 |  |  |  | 0
[9 empty] | New Operating Costs: | 0 |  |  |  | 0
[9 empty] | Incremental Cash Flow: | -112696.351
[9 empty] | DPI: | -0.19028
IRR:
[9 empty] | Simple Payback: | Check Calc
[9 empty] | Total Incremental Savings (Cost) w/o Compliance Savings: | -170289.3448
[9 empty] | Levelized Cost (Savings) per MTCDE Avoided: | 91.4826
[9 empty] | Levelized Avoided Compliance Cost per MTCDE Avoided: | 30.94
| Incremental Utility Demand Savings | [8 empty] | Electricity Supply |  |  |  | Steam Supply |  |  |  | Chilled Water Supply |  |  |  | GHG and Compliance Risk Reductions |  |  |  |  | Incremental Fuel Savings (Cost) | [8 empty] | Incremental Non-Fuel OPEX/Capital Savings (Cost) | [6 empty] | Cash Flow
| Reference Electric Load | % Reduction from Reference | Change in Electricity Demand | Reference Steam Load | % Reduction from Reference | Change in Steam Demand | Reference Chilled Water Load | % Reduction from Reference | Change in Chilled Water Demand | Beginning Required P/E | Displaced P/E | New Electricity Source | Ending Required P/E | Beginning Required Steam | Displaced Steam | New Heat Source | Ending Required Steam | Beginning Required Chilled Water | Displaced Chilled Water | New Cooling Source | Ending Required Chilled Water | Scope 1 | Scope 2 | Scope 3 (Commuting) | Scope 3 (Air Travel, other) | Avoided Compliance Risk | Electricity Savings | New Electricity Source Fuel Cost | Steam Savings | New Steam Source Fuel Cost | Chilled Water Savings | New Chilled Water Source Fuel Cost | NG Savings | Campus Fleet Fuel | Incremental Fuel Savings (Cost) | Avoided Capital Cost | New Capital Cost | Incremental Capital | Avoided Operating Costs | New Operating Costs | Incremental OPEX | Other Revenue | Incremental Cash Flow | Cumulative Cash Flow | Notes/Description of Assumptions Please describe all assumptions for modeling here:
FYE | MWh |  | MWh | MMBtu |  | MMBtu | MMBtu |  | MMBtu | MWh | MWh | MWh | MWh | MMBtu | MMBtu | MMBtu | MMBtu | MMBtu | MMBtu | MMBtu | MMBtu | MTCDE | MTCDE | MTCDE | MTCDE | 2010 $ | 2010 $ | 2010 $ | 2010 $ | 2010 $ | 2010 $ | 2010 $ | 2010 $ | 2010 $ | 2010 $ | 2010 $ | 2010 $ | 2010 $ | 2010 $ | 2010 $ | 2010 $ | 2010 $ | 2010 $ | 2010 $
2010 | 128552.6351 | 0% | 0 | 685461.0151 | 0% | 0 | 179442.3946 | 0% | 0 | 128552.6351 | 0 | 0 | 128552.6351 | 685461.0151 | 0 | 0 | 685461.0151 | 179442.3946 | 0 | 0 | 179442.3946 | 0 | 0 | 0 | 0 | 0 | 0 | 0 | 0 | 0 | 0 | 0 | 0 | 0 | 0 | 0 | -100000 | -100000 | 0 | 0 | 0 | 0 | -100000 | -100000 | 2011 | Online Date
2011 | 130129.2607 | 0% | 0 | 693847.6143 | 0% | 0 | 182506.9291 | 0% | 0 | 130129.2607 | -175.2 | 175.2 | 129954.0607 | 693847.6143 | 0 | 0 | 693847.6143 | 182506.9291 | 0 | 0 | 182506.9291 | 0 | -124.437 | 0 | 0 | 0 | 14966.46 | -21024 | 0 | 0 | 0 | 0 | 0 | 0 | -6057.54 | 0 | 0 | 0 | 0 | 0 | 0 | 0 | -6057.54 | -106057.54
2012 | 133825.368 | 0% | 0 | 713508.4454 | 0% | 0 | 188515.5603 | 0% | 0 | 133825.368 | -175.2 | 175.2 | 133650.168 | 713508.4454 | 0 | 0 | 713508.4454 | 188515.5603 | 0 | 0 | 188515.5603 | 0 | -124.437 | 0 | 0 | 0 | 15041.2923 | -21024 | 0 | 0 | 0 | 0 | 0 | 0 | -5982.7077 | 0 | 0 | 0 | 0 | 0 | 0 | 0 | -5982.7077 | -112040.2477 | 100 | Installed Capacity (kW)
2013 | 135980.034 | 0% | 0 | 724969.8351 | 0% | 0 | 192383.0303 | 0% | 0 | 135980.034 | -175.2 | 175.2 | 135804.834 | 724969.8351 | 0 | 0 | 724969.8351 | 192383.0303 | 0 | 0 | 192383.0303 | 0 | -124.437 | 0 | 0 | 0 | 15116.4988 | -21024 | 0 | 0 | 0 | 0 | 0 | 0 | -5907.5012 | 0 | 0 | 0 | 0 | 0 | 0 | 0 | -5907.5012 | -117947.7489
2014 | 137556.6596 | 0% | 0 | 733356.4343 | 0% | 0 | 195447.5648 | 0% | 0 | 137556.6596 | -175.2 | 175.2 | 137381.4596 | 733356.4343 | 0 | 0 | 733356.4343 | 195447.5648 | 0 | 0 | 195447.5648 | 0 | -124.437 | 0 | 0 | 0 | 15192.0813 | -21024 | 0 | 0 | 0 | 0 | 0 | 0 | -5831.9187 | 0 | 0 | 0 | 0 | 0 | 0 | 0 | -5831.9187 | -123779.6677 | 20% | Capacity Factor
2015 | 140674.7264 | 0% | 0 | 749942.4749 | 0% | 0 | 200653.2605 | 0% | 0 | 140674.7264 | -175.2 | 175.2 | 140499.5264 | 749942.4749 | 0 | 0 | 749942.4749 | 200653.2605 | 0 | 0 | 200653.2605 | 0 | -124.437 | 0 | 0 | 1265.4415 | 15268.0417 | -21024 | 0 | 0 | 0 | 0 | 0 | 0 | -5755.9583 | 0 | 0 | 0 | 0 | 0 | 0 | 0 | -4490.5168 | -128270.1845
2016 | 142251.352 | 0% | 0 | 758329.074 | 0% | 0 | 203717.7951 | 0% | 0 | 142251.352 | -175.2 | 175.2 | 142076.152 | 758329.074 | 0 | 0 | 758329.074 | 203717.7951 | 0 | 0 | 203717.7951 | 0 | -124.437 | 0 | 0 | 1460.7042 | 15344.3819 | -21024 | 0 | 0 | 0 | 0 | 0 | 0 | -5679.6181 | 0 | 0 | 0 | 0 | 0 | 0 | 0 | -4218.9139 | -132489.0984 | 175.2 | Annual Production (MWh)
2017 | 143827.9776 | 0% | 0 | 766715.6731 | 0% | 0 | 206782.3297 | 0% | 0 | 143827.9776 | -175.2 | 175.2 | 143652.7776 | 766715.6731 | 0 | 0 | 766715.6731 | 206782.3297 | 0 | 0 | 206782.3297 | 0 | -124.437 | 0 | 0 | 1665.0735 | 15421.1038 | -21024 | 0 | 0 | 0 | 0 | 0 | 0 | -5602.8962 | 0 | 0 | 0 | 0 | 0 | 0 | 0 | -3937.8227 | -136426.9211
2018 | 145404.6032 | 0% | 0 | 775102.2723 | 0% | 0 | 209846.8642 | 0% | 0 | 145404.6032 | -175.2 | 175.2 | 145229.4032 | 775102.2723 | 0 | 0 | 775102.2723 | 209846.8642 | 0 | 0 | 209846.8642 | 0 | -124.437 | 0 | 0 | 1878.2671 | 15498.2093 | -21024 | 0 | 0 | 0 | 0 | 0 | 0 | -5525.7907 | 0 | 0 | 0 | 0 | 0 | 0 | 0 | -3647.5236 | -140074.4447 | 100000 | New Capital
2019 | 146981.2288 | 0% | 0 | 783488.8714 | 0% | 0 | 212911.3988 | 0% | 0 | 146981.2288 | -175.2 | 175.2 | 146806.0288 | 783488.8714 | 0 | 0 | 783488.8714 | 212911.3988 | 0 | 0 | 212911.3988 | 0 | -124.437 | 0 | 0 | 2100.0058 | 15575.7003 | -21024 | 0 | 0 | 0 | 0 | 0 | 0 | -5448.2997 | 0 | 0 | 0 | 0 | 0 | 0 | 0 | -3348.2939 | -143422.7386
2020 | 148557.8544 | 0% | 0 | 791875.4705 | 0% | 0 | 215975.9334 | 0% | 0 | 148557.8544 | -175.2 | 175.2 | 148382.6544 | 791875.4705 | 0 | 0 | 791875.4705 | 215975.9334 | 0 | 0 | 215975.9334 | 0 | -124.437 | 0 | 0 | 2330.0132 | 15653.5788 | -21024 | 0 | 0 | 0 | 0 | 0 | 0 | -5370.4212 | 0 | 0 | 0 | 0 | 0 | 0 | 0 | -3040.4079 | -146463.1465 | 0.12 | Cost per kWh
2021 | 150134.48 | 0% | 0 | 800262.0697 | 0% | 0 | 219040.4679 | 0% | 0 | 150134.48 | -175.2 | 175.2 | 149959.28 | 800262.0697 | 0 | 0 | 800262.0697 | 219040.4679 | 0 | 0 | 219040.4679 | 0 | -124.437 | 0 | 0 | 2595.381 | 15731.8467 | -21024 | 0 | 0 | 0 | 0 | 0 | 0 | -5292.1533 | 0 | 0 | 0 | 0 | 0 | 0 | 0 | -2696.7723 | -149159.9188
2022 | 151711.1056 | 0% | 0 | 808648.6688 | 0% | 0 | 222105.0025 | 0% | 0 | 151711.1056 | -175.2 | 175.2 | 151535.9056 | 808648.6688 | 0 | 0 | 808648.6688 | 222105.0025 | 0 | 0 | 222105.0025 | 0 | -124.437 | 0 | 0 | 2870.9894 | 15810.506 | -21024 | 0 | 0 | 0 | 0 | 0 | 0 | -5213.494 | 0 | 0 | 0 | 0 | 0 | 0 | 0 | -2342.5046 | -151502.4234 | 20 | Useful Life (yrs)
2023 | 153287.7312 | 0% | 0 | 817035.2679 | 0% | 0 | 225169.537 | 0% | 0 | 153287.7312 | -175.2 | 175.2 | 153112.5312 | 817035.2679 | 0 | 0 | 817035.2679 | 225169.537 | 0 | 0 | 225169.537 | 0 | -124.437 | 0 | 0 | 3156.4257 | 15889.5585 | -21024 | 0 | 0 | 0 | 0 | 0 | 0 | -5134.4415 | 0 | 0 | 0 | 0 | 0 | 0 | 0 | -1978.0158 | -153480.4392
2024 | 154864.3568 | 0% | 0 | 825421.8671 | 0% | 0 | 228234.0716 | 0% | 0 | 154864.3568 | -175.2 | 175.2 | 154689.1568 | 825421.8671 | 0 | 0 | 825421.8671 | 228234.0716 | 0 | 0 | 228234.0716 | 0 | -124.437 | 0 | 0 | 3451.2796 | 15969.0063 | -21024 | 0 | 0 | 0 | 0 | 0 | 0 | -5054.9937 | 0 | 0 | 0 | 0 | 0 | 0 | 0 | -1603.7141 | -155084.1533 | Note:O&M and REC covered in cost/kWh
2025 | 156440.9824 | 0% | 0 | 833808.4662 | 0% | 0 | 231298.6062 | 0% | 0 | 156440.9824 | -175.2 | 175.2 | 156265.7824 | 833808.4662 | 0 | 0 | 833808.4662 | 231298.6062 | 0 | 0 | 231298.6062 | 0 | -124.437 | 0 | 0 | 3755.144 | 16048.8513 | -21024 | 0 | 0 | 0 | 0 | 0 | 0 | -4975.1487 | 0 | 0 | 0 | 0 | 0 | 0 | 0 | -1220.0047 | -156304.158
2026 | 158017.608 | 0% | 0 | 842195.0653 | 0% | 0 | 234363.1407 | 0% | 0 | 158017.608 | -175.2 | 175.2 | 157842.408 | 842195.0653 | 0 | 0 | 842195.0653 | 234363.1407 | 0 | 0 | 234363.1407 | 0 | -124.437 | 0 | 0 | 4098.6388 | 16129.0956 | -21024 | 0 | 0 | 0 | 0 | 0 | 0 | -4894.9044 | 0 | 0 | 0 | 0 | 0 | 0 | 0 | -796.2656 | -157100.4236
2027 | 159594.2336 | 0% | 0 | 850581.6644 | 0% | 0 | 237427.6753 | 0% | 0 | 159594.2336 | -175.2 | 175.2 | 159419.0336 | 850581.6644 | 0 | 0 | 850581.6644 | 237427.6753 | 0 | 0 | 237427.6753 | 0 | -124.437 | 0 | 0 | 4452.798 | 16209.7411 | -21024 | 0 | 0 | 0 | 0 | 0 | 0 | -4814.2589 | 0 | 0 | 0 | 0 | 0 | 0 | 0 | -361.4609 | -157461.8845 | Questions:
2028 | 161170.8592 | 0% | 0 | 858968.2636 | 0% | 0 | 240492.2099 | 0% | 0 | 161170.8592 | -175.2 | 175.2 | 160995.6592 | 858968.2636 | 0 | 0 | 858968.2636 | 240492.2099 | 0 | 0 | 240492.2099 | 0 | -124.437 | 0 | 0 | 4817.1037 | 16290.7898 | -21024 | 0 | 0 | 0 | 0 | 0 | 0 | -4733.2102 | 0 | 0 | 0 | 0 | 0 | 0 | 0 | 83.8934 | -157377.9911 | Reinvest in plant after useful life? At what cost?
2029 | 162747.4848 | 0% | 0 | 867354.8627 | 0% | 0 | 243556.7444 | 0% | 0 | 162747.4848 | -175.2 | 175.2 | 162572.2848 | 867354.8627 | 0 | 0 | 867354.8627 | 243556.7444 | 0 | 0 | 243556.7444 | 0 | -124.437 | 0 | 0 | 5191.0409 | 16372.2437 | -21024 | 0 | 0 | 0 | 0 | 0 | 0 | -4651.7563 | 0 | 0 | 0 | 0 | 0 | 0 | 0 | 539.2846 | -156838.7065 | Hold cost per kwh constant? Or increase?
2030 | 164324.1104 | 0% | 0 | 875741.4618 | 0% | 0 | 246621.279 | 0% | 0 | 164324.1104 | -175.2 | 175.2 | 164148.9104 | 875741.4618 | 0 | 0 | 875741.4618 | 246621.279 | 0 | 0 | 246621.279 | 0 | -124.437 | 0 | 0 | 5574.0974 | 16454.1049 | -21024 | 0 | 0 | 0 | 0 | 0 | 0 | -4569.8951 | 0 | 0 | 0 | 0 | 0 | 0 | 0 | 1004.2023 | -155834.5042
2031 | 165900.736 | 0% | 0 | 884128.061 | 0% | 0 | 249685.8135 | 0% | 0 | 165900.736 | -175.2 | 175.2 | 165725.536 | 884128.061 | 0 | 0 | 884128.061 | 249685.8135 | 0 | 0 | 249685.8135 | 0 | -124.437 | 0 | 0 | 6012.7339 | 16536.3755 | -21024 | 0 | 0 | 0 | 0 | 0 | 0 | -4487.6245 | 0 | 0 | 0 | 0 | 0 | 0 | 0 | 1525.1094 | -154309.3948
2032 | 167477.3616 | 0% | 0 | 892514.6601 | 0% | 0 | 252750.3481 | 0% | 0 | 167477.3616 | -175.2 | 175.2 | 167302.1616 | 892514.6601 | 0 | 0 | 892514.6601 | 252750.3481 | 0 | 0 | 252750.3481 | 0 | -124.437 | 0 | 0 | 6462.108 | 16619.0573 | -21024 | 0 | 0 | 0 | 0 | 0 | 0 | -4404.9427 | 0 | 0 | 0 | 0 | 0 | 0 | 0 | 2057.1653 | -152252.2295
2033 | 169053.9872 | 0% | 0 | 900901.2592 | 0% | 0 | 255814.8827 | 0% | 0 | 169053.9872 | -175.2 | 175.2 | 168878.7872 | 900901.2592 | 0 | 0 | 900901.2592 | 255814.8827 | 0 | 0 | 255814.8827 | 0 | -124.437 | 0 | 0 | 6864.9448 | 16702.1526 | -21024 | 0 | 0 | 0 | 0 | 0 | 0 | -4321.8474 | 0 | 0 | 0 | 0 | 0 | 0 | 0 | 2543.0975 | -149709.132
2034 | 170630.6128 | 0% | 0 | 909287.8584 | 0% | 0 | 258879.4172 | 0% | 0 | 170630.6128 | -175.2 | 175.2 | 170455.4128 | 909287.8584 | 0 | 0 | 909287.8584 | 258879.4172 | 0 | 0 | 258879.4172 | 0 | -124.437 | 0 | 0 | 7218.9597 | 16785.6634 | -21024 | 0 | 0 | 0 | 0 | 0 | 0 | -4238.3366 | 0 | 0 | 0 | 0 | 0 | 0 | 0 | 2980.6231 | -146728.5089
2035 | 172207.2384 | 0% | 0 | 917674.4575 | 0% | 0 | 261943.9518 | 0% | 0 | 172207.2384 | -175.2 | 175.2 | 172032.0384 | 917674.4575 | 0 | 0 | 917674.4575 | 261943.9518 | 0 | 0 | 261943.9518 | 0 | -124.437 | 0 | 0 | 7580.2436 | 16869.5917 | -21024 | 0 | 0 | 0 | 0 | 0 | 0 | -4154.4083 | 0 | 0 | 0 | 0 | 0 | 0 | 0 | 3425.8353 | -143302.6736
2036 | 173783.864 | 0% | 0 | 926061.0566 | 0% | 0 | 265008.4864 | 0% | 0 | 173783.864 | -175.2 | 175.2 | 173608.664 | 926061.0566 | 0 | 0 | 926061.0566 | 265008.4864 | 0 | 0 | 265008.4864 | 0 | -124.437 | 0 | 0 | 8002.9355 | 16953.9397 | -21024 | 0 | 0 | 0 | 0 | 0 | 0 | -4070.0603 | 0 | 0 | 0 | 0 | 0 | 0 | 0 | 3932.8751 | -139369.7985
2037 | 175360.4896 | 0% | 0 | 934447.6557 | 0% | 0 | 268073.0209 | 0% | 0 | 175360.4896 | -175.2 | 175.2 | 175185.2896 | 934447.6557 | 0 | 0 | 934447.6557 | 268073.0209 | 0 | 0 | 268073.0209 | 0 | -124.437 | 0 | 0 | 8423.79 | 17038.7094 | -21024 | 0 | 0 | 0 | 0 | 0 | 0 | -3985.2906 | 0 | 0 | 0 | 0 | 0 | 0 | 0 | 4438.4994 | -134931.2991
2038 | 176937.1152 | 0% | 0 | 942834.2549 | 0% | 0 | 271137.5555 | 0% | 0 | 176937.1152 | -175.2 | 175.2 | 176761.9152 | 942834.2549 | 0 | 0 | 942834.2549 | 271137.5555 | 0 | 0 | 271137.5555 | 0 | -124.437 | 0 | 0 | 8841.6919 | 17123.9029 | -21024 | 0 | 0 | 0 | 0 | 0 | 0 | -3900.0971 | 0 | 0 | 0 | 0 | 0 | 0 | 0 | 4941.5948 | -129989.7044
2039 | 178513.7408 | 0% | 0 | 951220.854 | 0% | 0 | 274202.0901 | 0% | 0 | 178513.7408 | -175.2 | 175.2 | 178338.5408 | 951220.854 | 0 | 0 | 951220.854 | 274202.0901 | 0 | 0 | 274202.0901 | 0 | -124.437 | 0 | 0 | 9255.7321 | 17209.5224 | -21024 | 0 | 0 | 0 | 0 | 0 | 0 | -3814.4776 | 0 | 0 | 0 | 0 | 0 | 0 | 0 | 5441.2545 | -124548.4499
2040 | 180090.3664 | 0% | 0 | 959607.4531 | 0% | 0 | 277266.6246 | 0% | 0 | 180090.3664 | -175.2 | 175.2 | 179915.1664 | 959607.4531 | 0 | 0 | 959607.4531 | 277266.6246 | 0 | 0 | 277266.6246 | 0 | -124.437 | 0 | 0 | 9689.9622 | 17295.57 | -21024 | 0 | 0 | 0 | 0 | 0 | 0 | -3728.43 | 0 | 0 | 0 | 0 | 0 | 0 | 0 | 5961.5323 | -118586.9176
2041 | 181666.992 | 0% | 0 | 967994.0523 | 0% | 0 | 280331.1592 | 0% | 0 | 181666.992 | -175.2 | 175.2 | 181491.792 | 967994.0523 | 0 | 0 | 967994.0523 | 280331.1592 | 0 | 0 | 280331.1592 | 0 | -124.437 | 0 | 0 | 10110.624 | 17382.0479 | -21024 | 0 | 0 | 0 | 0 | 0 | 0 | -3641.9521 | 0 | 0 | 0 | 0 | 0 | 0 | 0 | 6468.6719 | -112118.2457
2042 | 183243.6176 | 0% | 0 | 976380.6514 | 0% | 0 | 283395.6937 | 0% | 0 | 183243.6176 | -175.2 | 175.2 | 183068.4176 | 976380.6514 | 0 | 0 | 976380.6514 | 283395.6937 | 0 | 0 | 283395.6937 | 0 | -124.437 | 0 | 0 | 10514.8939 | 17468.9581 | -21024 | 0 | 0 | 0 | 0 | 0 | 0 | -3555.0419 | 0 | 0 | 0 | 0 | 0 | 0 | 0 | 6959.852 | -105158.3936
2043 | 184820.2432 | 0% | 0 | 984767.2505 | 0% | 0 | 286460.2283 | 0% | 0 | 184820.2432 | -175.2 | 175.2 | 184645.0432 | 984767.2505 | 0 | 0 | 984767.2505 | 286460.2283 | 0 | 0 | 286460.2283 | 0 | -124.437 | 0 | 0 | 10969.5995 | 17556.3029 | -21024 | 0 | 0 | 0 | 0 | 0 | 0 | -3467.6971 | 0 | 0 | 0 | 0 | 0 | 0 | 0 | 7501.9025 | -97656.4912
2044 | 186396.8688 | 0% | 0 | 993153.8496 | 0% | 0 | 289524.7629 | 0% | 0 | 186396.8688 | -175.2 | 175.2 | 186221.6688 | 993153.8496 | 0 | 0 | 993153.8496 | 289524.7629 | 0 | 0 | 289524.7629 | 0 | -124.437 | 0 | 0 | 11485.0181 | 17644.0844 | -21024 | 0 | 0 | 0 | 0 | 0 | 0 | -3379.9156 | 0 | 0 | 0 | 0 | 0 | 0 | 0 | 8105.1025 | -89551.3887
2045 | 187973.4944 | 0% | 0 | 1001540.4488 | 0% | 0 | 292589.2974 | 0% | 0 | 187973.4944 | -175.2 | 175.2 | 187798.2944 | 1001540.4488 | 0 | 0 | 1001540.4488 | 292589.2974 | 0 | 0 | 292589.2974 | 0 | -124.437 | 0 | 0 | 12075.8743 | 17732.3049 | -21024 | 0 | 0 | 0 | 0 | 0 | 0 | -3291.6951 | 0 | 0 | 0 | 0 | 0 | 0 | 0 | 8784.1792 | -80767.2095
2046 | 189550.12 | 0% | 0 | 1009927.0479 | 0% | 0 | 295653.832 | 0% | 0 | 189550.12 | -175.2 | 175.2 | 189374.92 | 1009927.0479 | 0 | 0 | 1009927.0479 | 295653.832 | 0 | 0 | 295653.832 | 0 | -124.437 | 0 | 0 | 12706.4042 | 17820.9664 | -21024 | 0 | 0 | 0 | 0 | 0 | 0 | -3203.0336 | 0 | 0 | 0 | 0 | 0 | 0 | 0 | 9503.3705 | -71263.839
2047 | 191126.7456 | 0% | 0 | 1018313.647 | 0% | 0 | 298718.3666 | 0% | 0 | 191126.7456 | -175.2 | 175.2 | 190951.5456 | 1018313.647 | 0 | 0 | 1018313.647 | 298718.3666 | 0 | 0 | 298718.3666 | 0 | -124.437 | 0 | 0 | 13381.5728 | 17910.0712 | -21024 | 0 | 0 | 0 | 0 | 0 | 0 | -3113.9288 | 0 | 0 | 0 | 0 | 0 | 0 | 0 | 10267.644 | -60996.195
2048 | 192703.3712 | 0% | 0 | 1026700.2462 | 0% | 0 | 301782.9011 | 0% | 0 | 192703.3712 | -175.2 | 175.2 | 192528.1712 | 1026700.2462 | 0 | 0 | 1026700.2462 | 301782.9011 | 0 | 0 | 301782.9011 | 0 | -124.437 | 0 | 0 | 14106.7627 | 17999.6216 | -21024 | 0 | 0 | 0 | 0 | 0 | 0 | -3024.3784 | 0 | 0 | 0 | 0 | 0 | 0 | 0 | 11082.3843 | -49913.8107
2049 | 194279.9968 | 0% | 0 | 1035086.8453 | 0% | 0 | 304847.4357 | 0% | 0 | 194279.9968 | -175.2 | 175.2 | 194104.7968 | 1035086.8453 | 0 | 0 | 1035086.8453 | 304847.4357 | 0 | 0 | 304847.4357 | 0 | -124.437 | 0 | 0 | 14887.7302 | 18089.6197 | -21024 | 0 | 0 | 0 | 0 | 0 | 0 | -2934.3803 | 0 | 0 | 0 | 0 | 0 | 0 | 0 | 11953.3498 | -37960.4609
2050 | 195856.6225 | 0% | 0 | 1043473.4444 | 0% | 0 | 307911.9702 | 0% | 0 | 195856.6225 | -175.2 | 175.2 | 195681.4225 | 1043473.4444 | 0 | 0 | 1043473.4444 | 307911.9702 | 0 | 0 | 307911.9702 | 0 | -124.437 | 0 | 0 | 15730.5617 | 18180.0678 | -21024 | 0 | 0 | 0 | 0 | 0 | 0 | -2843.9322 | 0 | 0 | 0 | 0 | 0 | 0 | 0 | 12886.6295 | -25073.8314
HOME

## GreenPwr1
|  | Actionable Alternative: | Green Power Purchase Opt 1 (Partial) | [6 empty] | NPV through 2050 | Cumulative Carbon Abatement (2010 - 2050) | Contribution toward Neutralilty in |  | Average
|  | Year Implemented: | 2011 | [5 empty] | Avoided Compliance Risk: | 16436356.6717 | 1420513.4503 | 2050
|  | Reference Case: | BAU | [5 empty] | Incremental Fuel Savings (Cost): | -18698620.6797 | Average | 35512.8363 |  | -1219512.1951
|  |  | Return to Summary | [5 empty] | Avoided Capital Cost: | 0 | 35512.8363 | 3.248% |  | 0
|  | Wedge Group: | On Campus Renewable Energy | [5 empty] | New Capital Cost: | 0 |  |  |  | 0
[9 empty] | Avoided Operating Costs: | 0 |  |  |  | 0
[9 empty] | New Operating Costs: | 0 |  |  |  | 0
[9 empty] | Incremental Cash Flow: | -2262264.0081
[9 empty] | DPI: | No Capital
IRR:
[9 empty] | Simple Payback: | 30.4161
[9 empty] | Total Incremental Savings (Cost) w/o Compliance Savings: | -18698620.6797
[9 empty] | Levelized Cost (Savings) per MTCDE Avoided: | 35.1985
[9 empty] | Levelized Avoided Compliance Cost per MTCDE Avoided: | 30.94
| Incremental Utility Demand Savings | [8 empty] | Electricity Supply |  |  |  | Steam Supply |  |  |  | Chilled Water Supply |  |  |  | GHG and Compliance Risk Reductions |  |  |  |  | Incremental Fuel Savings (Cost) | [8 empty] | Incremental Non-Fuel OPEX/Capital Savings (Cost) | [6 empty] | Cash Flow
| Reference Electric Load | % Reduction from Reference | Change in Electricity Demand | Reference Steam Load | % Reduction from Reference | Change in Steam Demand | Reference Chilled Water Load | % Reduction from Reference | Change in Chilled Water Demand | Beginning Required P/E | Displaced P/E | New Electricity Source | Ending Required P/E | Beginning Required Steam | Displaced Steam | New Heat Source | Ending Required Steam | Beginning Required Chilled Water | Displaced Chilled Water | New Cooling Source | Ending Required Chilled Water | Scope 1 | Scope 2 | Scope 3 (Commuting) | Scope 3 (Air Travel, other) | Avoided Compliance Risk | Electricity Savings | New Electricity Source Fuel Cost | Steam Savings | New Steam Source Fuel Cost | Chilled Water Savings | New Chilled Water Source Fuel Cost | NG Savings | Campus Fleet Fuel | Incremental Fuel Savings (Cost) | Avoided Capital Cost | New Capital Cost | Incremental Capital | Avoided Operating Costs | New Operating Costs | Incremental OPEX | Other Revenue | Incremental Cash Flow | Cumulative Cash Flow | Notes/Description of Assumptions Please describe all assumptions for modeling here:
FYE | MWh |  | MWh | MMBtu |  | MMBtu | MMBtu |  | MMBtu | MWh | MWh | MWh | MWh | MMBtu | MMBtu | MMBtu | MMBtu | MMBtu | MMBtu | MMBtu | MMBtu | MTCDE | MTCDE | MTCDE | MTCDE | 2010 $ | 2010 $ | 2010 $ | 2010 $ | 2010 $ | 2010 $ | 2010 $ | 2010 $ | 2010 $ | 2010 $ | 2010 $ | 2010 $ | 2010 $ | 2010 $ | 2010 $ | 2010 $ | 2010 $ | 2010 $ | 2010 $
2010 | 128552.6351 | 0% | 0 | 685461.0151 | 0% | 0 | 179442.3946 | 0% | 0 | 128552.6351 | 0 | 0 | 128552.6351 | 685461.0151 | 0 | 0 | 685461.0151 | 179442.3946 | 0 | 0 | 179442.3946 | 0 | 0 | 0 | 0 | 0 | 0 | 0 | 0 | 0 | 0 | 0 | 0 | 0 | 0 | 0 | 0 | 0 | 0 | 0 | 0 | 0 | 0 | 0
2011 | 130129.2607 | 0% | 0 | 693847.6143 | 0% | 0 | 182506.9291 | 0% | 0 | 130129.2607 | -50000 | 50000 | 80129.2607 | 693847.6143 | 0 | 0 | 693847.6143 | 182506.9291 | 0 | 0 | 182506.9291 | 0 | -35512.8363 | 0 | 0 | 0 | 0 | -1250000 | 0 | 0 | 0 | 0 | 0 | 0 | -1250000 | 0 | 0 | 0 | 0 | 0 | 0 | 0 | -1250000 | -1250000 | Assuming portfolio balance is covered by purchasing
2012 | 133825.368 | 0% | 0 | 713508.4454 | 0% | 0 | 188515.5603 | 0% | 0 | 133825.368 | -50000 | 50000 | 83825.368 | 713508.4454 | 0 | 0 | 713508.4454 | 188515.5603 | 0 | 0 | 188515.5603 | 0 | -35512.8363 | 0 | 0 | 0 | 0 | -1250000 | 0 | 0 | 0 | 0 | 0 | 0 | -1250000 | 0 | 0 | 0 | 0 | 0 | 0 | 0 | -1250000 | -2500000 | Green Power from the grid
2013 | 135980.034 | 0% | 0 | 724969.8351 | 0% | 0 | 192383.0303 | 0% | 0 | 135980.034 | -50000 | 50000 | 85980.034 | 724969.8351 | 0 | 0 | 724969.8351 | 192383.0303 | 0 | 0 | 192383.0303 | 0 | -35512.8363 | 0 | 0 | 0 | 0 | -1250000 | 0 | 0 | 0 | 0 | 0 | 0 | -1250000 | 0 | 0 | 0 | 0 | 0 | 0 | 0 | -1250000 | -3750000
2014 | 137556.6596 | 0% | 0 | 733356.4343 | 0% | 0 | 195447.5648 | 0% | 0 | 137556.6596 | -50000 | 50000 | 87556.6596 | 733356.4343 | 0 | 0 | 733356.4343 | 195447.5648 | 0 | 0 | 195447.5648 | 0 | -35512.8363 | 0 | 0 | 0 | 0 | -1250000 | 0 | 0 | 0 | 0 | 0 | 0 | -1250000 | 0 | 0 | 0 | 0 | 0 | 0 | 0 | -1250000 | -5000000 | 25 | Premium per MWh for green power
2015 | 140674.7264 | 0% | 0 | 749942.4749 | 0% | 0 | 200653.2605 | 0% | 0 | 140674.7264 | -50000 | 50000 | 90674.7264 | 749942.4749 | 0 | 0 | 749942.4749 | 200653.2605 | 0 | 0 | 200653.2605 | 0 | -35512.8363 | 0 | 0 | 361141.9916 | 0 | -1250000 | 0 | 0 | 0 | 0 | 0 | 0 | -1250000 | 0 | 0 | 0 | 0 | 0 | 0 | 0 | -888858.0084 | -5888858.0084
2016 | 142251.352 | 0% | 0 | 758329.074 | 0% | 0 | 203717.7951 | 0% | 0 | 142251.352 | -50000 | 50000 | 92251.352 | 758329.074 | 0 | 0 | 758329.074 | 203717.7951 | 0 | 0 | 203717.7951 | 0 | -35512.8363 | 0 | 0 | 416867.6463 | 0 | -1250000 | 0 | 0 | 0 | 0 | 0 | 0 | -1250000 | 0 | 0 | 0 | 0 | 0 | 0 | 0 | -833132.3537 | -6721990.3622 | Partial | Select amount of PE for alternative
2017 | 143827.9776 | 0% | 0 | 766715.6731 | 0% | 0 | 206782.3297 | 0% | 0 | 143827.9776 | -50000 | 50000 | 93827.9776 | 766715.6731 | 0 | 0 | 766715.6731 | 206782.3297 | 0 | 0 | 206782.3297 | 0 | -35512.8363 | 0 | 0 | 475192.2073 | 0 | -1250000 | 0 | 0 | 0 | 0 | 0 | 0 | -1250000 | 0 | 0 | 0 | 0 | 0 | 0 | 0 | -774807.7927 | -7496798.1548
2018 | 145404.6032 | 0% | 0 | 775102.2723 | 0% | 0 | 209846.8642 | 0% | 0 | 145404.6032 | -50000 | 50000 | 95404.6032 | 775102.2723 | 0 | 0 | 775102.2723 | 209846.8642 | 0 | 0 | 209846.8642 | 0 | -35512.8363 | 0 | 0 | 536035.1317 | 0 | -1250000 | 0 | 0 | 0 | 0 | 0 | 0 | -1250000 | 0 | 0 | 0 | 0 | 0 | 0 | 0 | -713964.8683 | -8210763.0231 | 50000 | Partial MWh
2019 | 146981.2288 | 0% | 0 | 783488.8714 | 0% | 0 | 212911.3988 | 0% | 0 | 146981.2288 | -50000 | 50000 | 96981.2288 | 783488.8714 | 0 | 0 | 783488.8714 | 212911.3988 | 0 | 0 | 212911.3988 | 0 | -35512.8363 | 0 | 0 | 599316.7161 | 0 | -1250000 | 0 | 0 | 0 | 0 | 0 | 0 | -1250000 | 0 | 0 | 0 | 0 | 0 | 0 | 0 | -650683.2839 | -8861446.3071
2020 | 148557.8544 | 0% | 0 | 791875.4705 | 0% | 0 | 215975.9334 | 0% | 0 | 148557.8544 | -50000 | 50000 | 98557.8544 | 791875.4705 | 0 | 0 | 791875.4705 | 215975.9334 | 0 | 0 | 215975.9334 | 0 | -35512.8363 | 0 | 0 | 664958.1155 | 0 | -1250000 | 0 | 0 | 0 | 0 | 0 | 0 | -1250000 | 0 | 0 | 0 | 0 | 0 | 0 | 0 | -585041.8845 | -9446488.1916
2021 | 150134.48 | 0% | 0 | 800262.0697 | 0% | 0 | 219040.4679 | 0% | 0 | 150134.48 | -50000 | 50000 | 100134.48 | 800262.0697 | 0 | 0 | 800262.0697 | 219040.4679 | 0 | 0 | 219040.4679 | 0 | -35512.8363 | 0 | 0 | 740690.9211 | 0 | -1250000 | 0 | 0 | 0 | 0 | 0 | 0 | -1250000 | 0 | 0 | 0 | 0 | 0 | 0 | 0 | -509309.0789 | -9955797.2706
2022 | 151711.1056 | 0% | 0 | 808648.6688 | 0% | 0 | 222105.0025 | 0% | 0 | 151711.1056 | -50000 | 50000 | 101711.1056 | 808648.6688 | 0 | 0 | 808648.6688 | 222105.0025 | 0 | 0 | 222105.0025 | 0 | -35512.8363 | 0 | 0 | 819346.304 | 0 | -1250000 | 0 | 0 | 0 | 0 | 0 | 0 | -1250000 | 0 | 0 | 0 | 0 | 0 | 0 | 0 | -430653.696 | -10386450.9666
2023 | 153287.7312 | 0% | 0 | 817035.2679 | 0% | 0 | 225169.537 | 0% | 0 | 153287.7312 | -50000 | 50000 | 103287.7312 | 817035.2679 | 0 | 0 | 817035.2679 | 225169.537 | 0 | 0 | 225169.537 | 0 | -35512.8363 | 0 | 0 | 900806.416 | 0 | -1250000 | 0 | 0 | 0 | 0 | 0 | 0 | -1250000 | 0 | 0 | 0 | 0 | 0 | 0 | 0 | -349193.584 | -10735644.5506
2024 | 154864.3568 | 0% | 0 | 825421.8671 | 0% | 0 | 228234.0716 | 0% | 0 | 154864.3568 | -50000 | 50000 | 104864.3568 | 825421.8671 | 0 | 0 | 825421.8671 | 228234.0716 | 0 | 0 | 228234.0716 | 0 | -35512.8363 | 0 | 0 | 984954.2219 | 0 | -1250000 | 0 | 0 | 0 | 0 | 0 | 0 | -1250000 | 0 | 0 | 0 | 0 | 0 | 0 | 0 | -265045.7781 | -11000690.3286
2025 | 156440.9824 | 0% | 0 | 833808.4662 | 0% | 0 | 231298.6062 | 0% | 0 | 156440.9824 | -50000 | 50000 | 106440.9824 | 833808.4662 | 0 | 0 | 833808.4662 | 231298.6062 | 0 | 0 | 231298.6062 | 0 | -35512.8363 | 0 | 0 | 1071673.5018 | 0 | -1250000 | 0 | 0 | 0 | 0 | 0 | 0 | -1250000 | 0 | 0 | 0 | 0 | 0 | 0 | 0 | -178326.4982 | -11179016.8268
2026 | 158017.608 | 0% | 0 | 842195.0653 | 0% | 0 | 234363.1407 | 0% | 0 | 158017.608 | -50000 | 50000 | 108017.608 | 842195.0653 | 0 | 0 | 842195.0653 | 234363.1407 | 0 | 0 | 234363.1407 | 0 | -35512.8363 | 0 | 0 | 1169702.8653 | 0 | -1250000 | 0 | 0 | 0 | 0 | 0 | 0 | -1250000 | 0 | 0 | 0 | 0 | 0 | 0 | 0 | -80297.1347 | -11259313.9615
2027 | 159594.2336 | 0% | 0 | 850581.6644 | 0% | 0 | 237427.6753 | 0% | 0 | 159594.2336 | -50000 | 50000 | 109594.2336 | 850581.6644 | 0 | 0 | 850581.6644 | 237427.6753 | 0 | 0 | 237427.6753 | 0 | -35512.8363 | 0 | 0 | 1270775.6825 | 0 | -1250000 | 0 | 0 | 0 | 0 | 0 | 0 | -1250000 | 0 | 0 | 0 | 0 | 0 | 0 | 0 | 20775.6825 | -11238538.279
2028 | 161170.8592 | 0% | 0 | 858968.2636 | 0% | 0 | 240492.2099 | 0% | 0 | 161170.8592 | -50000 | 50000 | 111170.8592 | 858968.2636 | 0 | 0 | 858968.2636 | 240492.2099 | 0 | 0 | 240492.2099 | 0 | -35512.8363 | 0 | 0 | 1374744.1951 | 0 | -1250000 | 0 | 0 | 0 | 0 | 0 | 0 | -1250000 | 0 | 0 | 0 | 0 | 0 | 0 | 0 | 124744.1951 | -11113794.0839
2029 | 162747.4848 | 0% | 0 | 867354.8627 | 0% | 0 | 243556.7444 | 0% | 0 | 162747.4848 | -50000 | 50000 | 112747.4848 | 867354.8627 | 0 | 0 | 867354.8627 | 243556.7444 | 0 | 0 | 243556.7444 | 0 | -35512.8363 | 0 | 0 | 1481461.437 | 0 | -1250000 | 0 | 0 | 0 | 0 | 0 | 0 | -1250000 | 0 | 0 | 0 | 0 | 0 | 0 | 0 | 231461.437 | -10882332.6468
2030 | 164324.1104 | 0% | 0 | 875741.4618 | 0% | 0 | 246621.279 | 0% | 0 | 164324.1104 | -50000 | 50000 | 114324.1104 | 875741.4618 | 0 | 0 | 875741.4618 | 246621.279 | 0 | 0 | 246621.279 | 0 | -35512.8363 | 0 | 0 | 1590781.22 | 0 | -1250000 | 0 | 0 | 0 | 0 | 0 | 0 | -1250000 | 0 | 0 | 0 | 0 | 0 | 0 | 0 | 340781.22 | -10541551.4268
2031 | 165900.736 | 0% | 0 | 884128.061 | 0% | 0 | 249685.8135 | 0% | 0 | 165900.736 | -50000 | 50000 | 115900.736 | 884128.061 | 0 | 0 | 884128.061 | 249685.8135 | 0 | 0 | 249685.8135 | 0 | -35512.8363 | 0 | 0 | 1715962.8811 | 0 | -1250000 | 0 | 0 | 0 | 0 | 0 | 0 | -1250000 | 0 | 0 | 0 | 0 | 0 | 0 | 0 | 465962.8811 | -10075588.5457
2032 | 167477.3616 | 0% | 0 | 892514.6601 | 0% | 0 | 252750.3481 | 0% | 0 | 167477.3616 | -50000 | 50000 | 117477.3616 | 892514.6601 | 0 | 0 | 892514.6601 | 252750.3481 | 0 | 0 | 252750.3481 | 0 | -35512.8363 | 0 | 0 | 1844208.8953 | 0 | -1250000 | 0 | 0 | 0 | 0 | 0 | 0 | -1250000 | 0 | 0 | 0 | 0 | 0 | 0 | 0 | 594208.8953 | -9481379.6505
2033 | 169053.9872 | 0% | 0 | 900901.2592 | 0% | 0 | 255814.8827 | 0% | 0 | 169053.9872 | -50000 | 50000 | 119053.9872 | 900901.2592 | 0 | 0 | 900901.2592 | 255814.8827 | 0 | 0 | 255814.8827 | 0 | -35512.8363 | 0 | 0 | 1959173.7533 | 0 | -1250000 | 0 | 0 | 0 | 0 | 0 | 0 | -1250000 | 0 | 0 | 0 | 0 | 0 | 0 | 0 | 709173.7533 | -8772205.8972
2034 | 170630.6128 | 0% | 0 | 909287.8584 | 0% | 0 | 258879.4172 | 0% | 0 | 170630.6128 | -50000 | 50000 | 120630.6128 | 909287.8584 | 0 | 0 | 909287.8584 | 258879.4172 | 0 | 0 | 258879.4172 | 0 | -35512.8363 | 0 | 0 | 2060205.4036 | 0 | -1250000 | 0 | 0 | 0 | 0 | 0 | 0 | -1250000 | 0 | 0 | 0 | 0 | 0 | 0 | 0 | 810205.4036 | -7962000.4936
2035 | 172207.2384 | 0% | 0 | 917674.4575 | 0% | 0 | 261943.9518 | 0% | 0 | 172207.2384 | -50000 | 50000 | 122207.2384 | 917674.4575 | 0 | 0 | 917674.4575 | 261943.9518 | 0 | 0 | 261943.9518 | 0 | -35512.8363 | 0 | 0 | 2163311.5245 | 0 | -1250000 | 0 | 0 | 0 | 0 | 0 | 0 | -1250000 | 0 | 0 | 0 | 0 | 0 | 0 | 0 | 913311.5245 | -7048688.9691
2036 | 173783.864 | 0% | 0 | 926061.0566 | 0% | 0 | 265008.4864 | 0% | 0 | 173783.864 | -50000 | 50000 | 123783.864 | 926061.0566 | 0 | 0 | 926061.0566 | 265008.4864 | 0 | 0 | 265008.4864 | 0 | -35512.8363 | 0 | 0 | 2283942.7679 | 0 | -1250000 | 0 | 0 | 0 | 0 | 0 | 0 | -1250000 | 0 | 0 | 0 | 0 | 0 | 0 | 0 | 1033942.7679 | -6014746.2012
2037 | 175360.4896 | 0% | 0 | 934447.6557 | 0% | 0 | 268073.0209 | 0% | 0 | 175360.4896 | -50000 | 50000 | 125360.4896 | 934447.6557 | 0 | 0 | 934447.6557 | 268073.0209 | 0 | 0 | 268073.0209 | 0 | -35512.8363 | 0 | 0 | 2404049.6562 | 0 | -1250000 | 0 | 0 | 0 | 0 | 0 | 0 | -1250000 | 0 | 0 | 0 | 0 | 0 | 0 | 0 | 1154049.6562 | -4860696.545
2038 | 176937.1152 | 0% | 0 | 942834.2549 | 0% | 0 | 271137.5555 | 0% | 0 | 176937.1152 | -50000 | 50000 | 126937.1152 | 942834.2549 | 0 | 0 | 942834.2549 | 271137.5555 | 0 | 0 | 271137.5555 | 0 | -35512.8363 | 0 | 0 | 2523313.887 | 0 | -1250000 | 0 | 0 | 0 | 0 | 0 | 0 | -1250000 | 0 | 0 | 0 | 0 | 0 | 0 | 0 | 1273313.887 | -3587382.658
2039 | 178513.7408 | 0% | 0 | 951220.854 | 0% | 0 | 274202.0901 | 0% | 0 | 178513.7408 | -50000 | 50000 | 128513.7408 | 951220.854 | 0 | 0 | 951220.854 | 274202.0901 | 0 | 0 | 274202.0901 | 0 | -35512.8363 | 0 | 0 | 2641476.0502 | 0 | -1250000 | 0 | 0 | 0 | 0 | 0 | 0 | -1250000 | 0 | 0 | 0 | 0 | 0 | 0 | 0 | 1391476.0502 | -2195906.6078
2040 | 180090.3664 | 0% | 0 | 959607.4531 | 0% | 0 | 277266.6246 | 0% | 0 | 180090.3664 | -50000 | 50000 | 130090.3664 | 959607.4531 | 0 | 0 | 959607.4531 | 277266.6246 | 0 | 0 | 277266.6246 | 0 | -35512.8363 | 0 | 0 | 2765400.1817 | 0 | -1250000 | 0 | 0 | 0 | 0 | 0 | 0 | -1250000 | 0 | 0 | 0 | 0 | 0 | 0 | 0 | 1515400.1817 | -680506.4261
2041 | 181666.992 | 0% | 0 | 967994.0523 | 0% | 0 | 280331.1592 | 0% | 0 | 181666.992 | -50000 | 50000 | 131666.992 | 967994.0523 | 0 | 0 | 967994.0523 | 280331.1592 | 0 | 0 | 280331.1592 | 0 | -35512.8363 | 0 | 0 | 2885452.0639 | 0 | -1250000 | 0 | 0 | 0 | 0 | 0 | 0 | -1250000 | 0 | 0 | 0 | 0 | 0 | 0 | 0 | 1635452.0639 | 954945.6378
2042 | 183243.6176 | 0% | 0 | 976380.6514 | 0% | 0 | 283395.6937 | 0% | 0 | 183243.6176 | -50000 | 50000 | 133243.6176 | 976380.6514 | 0 | 0 | 976380.6514 | 283395.6937 | 0 | 0 | 283395.6937 | 0 | -35512.8363 | 0 | 0 | 3000825.8901 | 0 | -1250000 | 0 | 0 | 0 | 0 | 0 | 0 | -1250000 | 0 | 0 | 0 | 0 | 0 | 0 | 0 | 1750825.8901 | 2705771.5279
2043 | 184820.2432 | 0% | 0 | 984767.2505 | 0% | 0 | 286460.2283 | 0% | 0 | 184820.2432 | -50000 | 50000 | 134820.2432 | 984767.2505 | 0 | 0 | 984767.2505 | 286460.2283 | 0 | 0 | 286460.2283 | 0 | -35512.8363 | 0 | 0 | 3130593.4781 | 0 | -1250000 | 0 | 0 | 0 | 0 | 0 | 0 | -1250000 | 0 | 0 | 0 | 0 | 0 | 0 | 0 | 1880593.4781 | 4586365.006
2044 | 186396.8688 | 0% | 0 | 993153.8496 | 0% | 0 | 289524.7629 | 0% | 0 | 186396.8688 | -50000 | 50000 | 136396.8688 | 993153.8496 | 0 | 0 | 993153.8496 | 289524.7629 | 0 | 0 | 289524.7629 | 0 | -35512.8363 | 0 | 0 | 3277687.8011 | 0 | -1250000 | 0 | 0 | 0 | 0 | 0 | 0 | -1250000 | 0 | 0 | 0 | 0 | 0 | 0 | 0 | 2027687.8011 | 6614052.8071
2045 | 187973.4944 | 0% | 0 | 1001540.4488 | 0% | 0 | 292589.2974 | 0% | 0 | 187973.4944 | -50000 | 50000 | 137973.4944 | 1001540.4488 | 0 | 0 | 1001540.4488 | 292589.2974 | 0 | 0 | 292589.2974 | 0 | -35512.8363 | 0 | 0 | 3446311.1628 | 0 | -1250000 | 0 | 0 | 0 | 0 | 0 | 0 | -1250000 | 0 | 0 | 0 | 0 | 0 | 0 | 0 | 2196311.1628 | 8810363.97
2046 | 189550.12 | 0% | 0 | 1009927.0479 | 0% | 0 | 295653.832 | 0% | 0 | 189550.12 | -50000 | 50000 | 139550.12 | 1009927.0479 | 0 | 0 | 1009927.0479 | 295653.832 | 0 | 0 | 295653.832 | 0 | -35512.8363 | 0 | 0 | 3626256.8923 | 0 | -1250000 | 0 | 0 | 0 | 0 | 0 | 0 | -1250000 | 0 | 0 | 0 | 0 | 0 | 0 | 0 | 2376256.8923 | 11186620.8622
2047 | 191126.7456 | 0% | 0 | 1018313.647 | 0% | 0 | 298718.3666 | 0% | 0 | 191126.7456 | -50000 | 50000 | 141126.7456 | 1018313.647 | 0 | 0 | 1018313.647 | 298718.3666 | 0 | 0 | 298718.3666 | 0 | -35512.8363 | 0 | 0 | 3818941.9984 | 0 | -1250000 | 0 | 0 | 0 | 0 | 0 | 0 | -1250000 | 0 | 0 | 0 | 0 | 0 | 0 | 0 | 2568941.9984 | 13755562.8607
2048 | 192703.3712 | 0% | 0 | 1026700.2462 | 0% | 0 | 301782.9011 | 0% | 0 | 192703.3712 | -50000 | 50000 | 142703.3712 | 1026700.2462 | 0 | 0 | 1026700.2462 | 301782.9011 | 0 | 0 | 301782.9011 | 0 | -35512.8363 | 0 | 0 | 4025902.6024 | 0 | -1250000 | 0 | 0 | 0 | 0 | 0 | 0 | -1250000 | 0 | 0 | 0 | 0 | 0 | 0 | 0 | 2775902.6024 | 16531465.4631
2049 | 194279.9968 | 0% | 0 | 1035086.8453 | 0% | 0 | 304847.4357 | 0% | 0 | 194279.9968 | -50000 | 50000 | 144279.9968 | 1035086.8453 | 0 | 0 | 1035086.8453 | 304847.4357 | 0 | 0 | 304847.4357 | 0 | -35512.8363 | 0 | 0 | 4248781.4424 | 0 | -1250000 | 0 | 0 | 0 | 0 | 0 | 0 | -1250000 | 0 | 0 | 0 | 0 | 0 | 0 | 0 | 2998781.4424 | 19530246.9055
2050 | 195856.6225 | 0% | 0 | 1043473.4444 | 0% | 0 | 307911.9702 | 0% | 0 | 195856.6225 | -50000 | 50000 | 145856.6225 | 1043473.4444 | 0 | 0 | 1043473.4444 | 307911.9702 | 0 | 0 | 307911.9702 | 0 | -35512.8363 | 0 | 0 | 4489315.5599 | 0 | -1250000 | 0 | 0 | 0 | 0 | 0 | 0 | -1250000 | 0 | 0 | 0 | 0 | 0 | 0 | 0 | 3239315.5599 | 22769562.4654
HOME

## GreenPwr2
|  | Actionable Alternative: | Green Power Purchase (MCCo Reserve Fund) | [6 empty] | NPV through 2050 | Cumulative Carbon Abatement (2010 - 2050) | Contribution toward Neutralilty in |  | Average
|  | Year Implemented: | 2011 | [5 empty] | Avoided Compliance Risk: | 3809895.1576 | 289627.0669 | 2050
|  | Reference Case: | BAU | [5 empty] | Incremental Fuel Savings (Cost): | 6369081.1052 | Average | 8710.5885 |  | 664578.0281
|  |  | Return to Summary | [5 empty] | Avoided Capital Cost: | 0 | 7240.6767 | 0.7967% |  | 0
|  | Wedge Group: | Group1 | [5 empty] | New Capital Cost: | 0 |  |  |  | 0
[9 empty] | Avoided Operating Costs: | 0 |  |  |  | 0
[9 empty] | New Operating Costs: | -6989034.2952 |  |  |  | -335998.03
[9 empty] | Incremental Cash Flow: | 3189941.9676
[9 empty] | DPI: | No Capital
[9 empty] | IRR: | 8.266%
[9 empty] | Simple Payback: | 19.6592
[9 empty] | Total Incremental Savings (Cost) w/o Compliance Savings: | -619953.19
[9 empty] | Levelized Cost (Savings) per MTCDE Avoided: | 7.2056
[9 empty] | Levelized Avoided Compliance Cost per MTCDE Avoided: | 44.2819
| Incremental Utility Demand Savings | [8 empty] | Electricity Supply |  |  |  | Steam Supply |  |  |  | Chilled Water Supply |  |  |  | GHG and Compliance Risk Reductions |  |  |  |  | Incremental Fuel Savings (Cost) | [8 empty] | Incremental Non-Fuel OPEX/Capital Savings (Cost) | [6 empty] | Cash Flow
| Reference Electric Load | % Reduction from Reference | Change in Electricity Demand | Reference Steam Load | % Reduction from Reference | Change in Steam Demand | Reference Chilled Water Load | % Reduction from Reference | Change in Chilled Water Demand | Beginning Required P/E | Displaced P/E | New Electricity Source | Ending Required P/E | Beginning Required Steam | Displaced Steam | New Heat Source | Ending Required Steam | Beginning Required Chilled Water | Displaced Chilled Water | New Cooling Source | Ending Required Chilled Water | Scope 1 | Scope 2 | Scope 3 (Commuting) | Scope 3 (Air Travel, other) | Avoided Compliance Risk | Electricity Savings | New Electricity Source Fuel Cost | Steam Savings | New Steam Source Fuel Cost | Chilled Water Savings | New Chilled Water Source Fuel Cost | NG Savings | Campus Fleet Fuel | Incremental Fuel Savings (Cost) | Avoided Capital Cost | New Capital Cost | Incremental Capital | Avoided Operating Costs | New Operating Costs | Incremental OPEX | Other Revenue | Incremental Cash Flow | Cumulative Cash Flow | Notes/Description of Assumptions Please describe all assumptions for modeling here:
FYE | MWh |  | MWh | MMBtu |  | MMBtu | MMBtu |  | MMBtu | MWh | MWh | MWh | MWh | MMBtu | MMBtu | MMBtu | MMBtu | MMBtu | MMBtu | MMBtu | MMBtu | MTCDE | MTCDE | MTCDE | MTCDE | 2010 $ | 2010 $ | 2010 $ | 2010 $ | 2010 $ | 2010 $ | 2010 $ | 2010 $ | 2010 $ | 2010 $ | 2010 $ | 2010 $ | 2010 $ | 2010 $ | 2010 $ | 2010 $ | 2010 $ | 2010 $ | 2010 $
2010 | 128552.6351 | 0% | 0 | 685461.0151 | 0% | 0 | 179442.3946 | 0% | 0 | 128552.6351 | 0 | 0 | 128552.6351 | 685461.0151 | 0 | 0 | 685461.0151 | 179442.3946 | 0 | 0 | 179442.3946 | 0 | 0 | 0 | 0 | 0 | 0 | 0 | 0 | 0 | 0 | 0 | 0 | 0 | 0 | 0 | 0 | 0 | 0 | 0 | 0 | 0 | 0 | 0
2011 | 130129.2607 | 0% | 0 | 693847.6143 | 0% | 0 | 182506.9291 | 0% | 0 | 130129.2607 | 0 | 0 | 130129.2607 | 693847.6143 | 0 | 0 | 693847.6143 | 182506.9291 | 0 | 0 | 182506.9291 | 0 | 0 | 0 | 0 | 0 | 0 | 0 | 0 | 0 | 0 | 0 | 0 | 0 | 0 | 0 | 0 | 0 | 0 | -642763.1757 | -642763.1757 | 0 | -642763.1757 | -642763.1757 | Inputs calculated on GreenPwr2 Data worksheet
2012 | 133825.368 | 0% | 0 | 713508.4454 | 0% | 0 | 188515.5603 | 0% | 0 | 133825.368 | 0 | 0 | 133825.368 | 713508.4454 | 0 | 0 | 713508.4454 | 188515.5603 | 0 | 0 | 188515.5603 | 0 | 0 | 0 | 0 | 0 | 0 | 0 | 0 | 0 | 0 | 0 | 0 | 0 | 0 | 0 | 0 | 0 | 0 | -650646.3037 | -650646.3037 | 0 | -650646.3037 | -1293409.4793
2013 | 135980.034 | 0% | 0 | 724969.8351 | 0% | 0 | 192383.0303 | 0% | 0 | 135980.034 | 0 | 0 | 135980.034 | 724969.8351 | 0 | 0 | 724969.8351 | 192383.0303 | 0 | 0 | 192383.0303 | 0 | 0 | 0 | 0 | 0 | 0 | 0 | 0 | 0 | 0 | 0 | 0 | 0 | 0 | 0 | 0 | 0 | 0 | -719126.8399 | -719126.8399 | 0 | -719126.8399 | -2012536.3192
2014 | 137556.6596 | 0% | 0 | 733356.4343 | 0% | 0 | 195447.5648 | 0% | 0 | 137556.6596 | -3066 | 3066 | 134490.6596 | 733356.4343 | 0 | 0 | 733356.4343 | 195447.5648 | 0 | 0 | 195447.5648 | 0 | -2177.6471 | 0 | 0 | 0 | 0 | 0 | 0 | 0 | 0 | 0 | 0 | 0 | 0 | 0 | 0 | 0 | 0 | -729900.1701 | -729900.1701 | 0 | -729900.1701 | -2742436.4894
2015 | 140674.7264 | 0% | 0 | 749942.4749 | 0% | 0 | 200653.2605 | 0% | 0 | 140674.7264 | -3066 | 3066 | 137608.7264 | 749942.4749 | 0 | 0 | 749942.4749 | 200653.2605 | 0 | 0 | 200653.2605 | 0 | -2177.6471 | 0 | 0 | 22145.2269 | 0 | 0 | 0 | 0 | 0 | 0 | 0 | 0 | 0 | 0 | 0 | 0 | 0 | -737783.2981 | -737783.2981 | 0 | -715638.0712 | -3458074.5606
2016 | 142251.352 | 0% | 0 | 758329.074 | 0% | 0 | 203717.7951 | 0% | 0 | 142251.352 | -3066 | 3066 | 139185.352 | 758329.074 | 0 | 0 | 758329.074 | 203717.7951 | 0 | 0 | 203717.7951 | 0 | -2177.6471 | 0 | 0 | 25562.3241 | 0 | 0 | 0 | 0 | 0 | 0 | 0 | 0 | 0 | 0 | 0 | 0 | 0 | -803373.6321 | -803373.6321 | 0 | -777811.308 | -4235885.8686
2017 | 143827.9776 | 0% | 0 | 766715.6731 | 0% | 0 | 206782.3297 | 0% | 0 | 143827.9776 | -6132 | 6132 | 137695.9776 | 766715.6731 | 0 | 0 | 766715.6731 | 206782.3297 | 0 | 0 | 206782.3297 | 0 | -4355.2942 | 0 | 0 | 58277.5723 | 0 | 0 | 0 | 0 | 0 | 0 | 0 | 0 | 0 | 0 | 0 | 0 | 0 | -811256.7601 | -811256.7601 | 0 | -752979.1878 | -4988865.0564
2018 | 145404.6032 | 0% | 0 | 775102.2723 | 0% | 0 | 209846.8642 | 0% | 0 | 145404.6032 | -6132 | 6132 | 139272.6032 | 775102.2723 | 0 | 0 | 775102.2723 | 209846.8642 | 0 | 0 | 209846.8642 | 0 | -4355.2942 | 0 | 0 | 65739.3486 | 0 | 0 | 0 | 0 | 0 | 0 | 0 | 0 | 0 | 0 | 0 | 0 | 0 | -869139.8881 | -869139.8881 | 0 | -803400.5396 | -5792265.596
2019 | 146981.2288 | 0% | 0 | 783488.8714 | 0% | 0 | 212911.3988 | 0% | 0 | 146981.2288 | -9198 | 9198 | 137783.2288 | 783488.8714 | 0 | 0 | 783488.8714 | 212911.3988 | 0 | 0 | 212911.3988 | 0 | -6532.9414 | 0 | 0 | 110250.3031 | 0 | 0 | 0 | 0 | 0 | 0 | 0 | 0 | 0 | 0 | 0 | 0 | 0 | -877023.0161 | -877023.0161 | 0 | -766772.713 | -6559038.309
2020 | 148557.8544 | 0% | 0 | 791875.4705 | 0% | 0 | 215975.9334 | 0% | 0 | 148557.8544 | -9198 | 9198 | 139359.8544 | 791875.4705 | 0 | 0 | 791875.4705 | 215975.9334 | 0 | 0 | 215975.9334 | 0 | -6532.9414 | 0 | 0 | 122325.6949 | 0 | 0 | 0 | 0 | 0 | 0 | 0 | 0 | 0 | 0 | 0 | 0 | 0 | -934906.1441 | -934906.1441 | 0 | -812580.4492 | -7371618.7582
2021 | 150134.48 | 0% | 0 | 800262.0697 | 0% | 0 | 219040.4679 | 0% | 0 | 150134.48 | -12264 | 12264 | 137870.48 | 800262.0697 | 0 | 0 | 800262.0697 | 219040.4679 | 0 | 0 | 219040.4679 | 0 | -8710.5885 | 0 | 0 | 181676.6691 | -1398770.7282 | 0 | 0 | 0 | 0 | 0 | 0 | 0 | -1398770.7282 | 0 | 0 | 0 | 0 | -200000 | -200000 | 0 | -1417094.059 | -8788712.8172
2022 | 151711.1056 | 0% | 0 | 808648.6688 | 0% | 0 | 222105.0025 | 0% | 0 | 151711.1056 | -12264 | 12264 | 139447.1056 | 808648.6688 | 0 | 0 | 808648.6688 | 222105.0025 | 0 | 0 | 222105.0025 | 0 | -8710.5885 | 0 | 0 | 200969.2614 | 906735.4182 | 0 | 0 | 0 | 0 | 0 | 0 | 0 | 906735.4182 | 0 | 0 | 0 | 0 | -200000 | -200000 | 0 | 907704.6796 | -7881008.1376
2023 | 153287.7312 | 0% | 0 | 817035.2679 | 0% | 0 | 225169.537 | 0% | 0 | 153287.7312 | -12264 | 12264 | 141023.7312 | 817035.2679 | 0 | 0 | 817035.2679 | 225169.537 | 0 | 0 | 225169.537 | 0 | -8710.5885 | 0 | 0 | 220949.7977 | 912269.0953 | 0 | 0 | 0 | 0 | 0 | 0 | 0 | 912269.0953 | 0 | 0 | 0 | 0 | -200000 | -200000 | 0 | 933218.893 | -6947789.2446
2024 | 154864.3568 | 0% | 0 | 825421.8671 | 0% | 0 | 228234.0716 | 0% | 0 | 154864.3568 | -12264 | 12264 | 142600.3568 | 825421.8671 | 0 | 0 | 825421.8671 | 228234.0716 | 0 | 0 | 228234.0716 | 0 | -8710.5885 | 0 | 0 | 241589.5716 | 917830.4408 | 0 | 0 | 0 | 0 | 0 | 0 | 0 | 917830.4408 | 0 | 0 | 0 | 0 | -200000 | -200000 | 0 | 959420.0123 | -5988369.2323
2025 | 156440.9824 | 0% | 0 | 833808.4662 | 0% | 0 | 231298.6062 | 0% | 0 | 156440.9824 | -12264 | 12264 | 144176.9824 | 833808.4662 | 0 | 0 | 833808.4662 | 231298.6062 | 0 | 0 | 231298.6062 | 0 | -8710.5885 | 0 | 0 | 262860.0765 | 923419.593 | 0 | 0 | 0 | 0 | 0 | 0 | 0 | 923419.593 | 0 | 0 | 0 | 0 | -200000 | -200000 | 0 | 986279.6695 | -5002089.5628
2026 | 158017.608 | 0% | 0 | 842195.0653 | 0% | 0 | 234363.1407 | 0% | 0 | 158017.608 | -12264 | 12264 | 145753.608 | 842195.0653 | 0 | 0 | 842195.0653 | 234363.1407 | 0 | 0 | 234363.1407 | 0 | -8710.5885 | 0 | 0 | 286904.7188 | 929036.6909 | 0 | 0 | 0 | 0 | 0 | 0 | 0 | 929036.6909 | 0 | 0 | 0 | 0 | -200000 | -200000 | 0 | 1015941.4097 | -3986148.153
2027 | 159594.2336 | 0% | 0 | 850581.6644 | 0% | 0 | 237427.6753 | 0% | 0 | 159594.2336 | -12264 | 12264 | 147330.2336 | 850581.6644 | 0 | 0 | 850581.6644 | 237427.6753 | 0 | 0 | 237427.6753 | 0 | -8710.5885 | 0 | 0 | 311695.8594 | 934681.8744 | 0 | 0 | 0 | 0 | 0 | 0 | 0 | 934681.8744 | 0 | 0 | 0 | 0 | -200000 | -200000 | 0 | 1046377.7338 | -2939770.4192
2028 | 161170.8592 | 0% | 0 | 858968.2636 | 0% | 0 | 240492.2099 | 0% | 0 | 161170.8592 | -12264 | 12264 | 148906.8592 | 858968.2636 | 0 | 0 | 858968.2636 | 240492.2099 | 0 | 0 | 240492.2099 | 0 | -8710.5885 | 0 | 0 | 337197.2562 | 940355.2838 | 0 | 0 | 0 | 0 | 0 | 0 | 0 | 940355.2838 | 0 | 0 | 0 | 0 | -200000 | -200000 | 0 | 1077552.5399 | -1862217.8793
2029 | 162747.4848 | 0% | 0 | 867354.8627 | 0% | 0 | 243556.7444 | 0% | 0 | 162747.4848 | -12264 | 12264 | 150483.4848 | 867354.8627 | 0 | 0 | 867354.8627 | 243556.7444 | 0 | 0 | 243556.7444 | 0 | -8710.5885 | 0 | 0 | 363372.8613 | 946057.0602 | 0 | 0 | 0 | 0 | 0 | 0 | 0 | 946057.0602 | 0 | 0 | 0 | 0 | -200000 | -200000 | 0 | 1109429.9215 | -752787.9578
2030 | 164324.1104 | 0% | 0 | 875741.4618 | 0% | 0 | 246621.279 | 0% | 0 | 164324.1104 | -12264 | 12264 | 152060.1104 | 875741.4618 | 0 | 0 | 875741.4618 | 246621.279 | 0 | 0 | 246621.279 | 0 | -8710.5885 | 0 | 0 | 390186.8176 | 951787.3455 | 0 | 0 | 0 | 0 | 0 | 0 | 0 | 951787.3455 | 0 | 0 | 0 | 0 | -200000 | -200000 | 0 | 1141974.1631 | 389186.2053
2031 | 165900.736 | 0% | 0 | 884128.061 | 0% | 0 | 249685.8135 | 0% | 0 | 165900.736 | -12264 | 12264 | 153636.736 | 884128.061 | 0 | 0 | 884128.061 | 249685.8135 | 0 | 0 | 249685.8135 | 0 | -8710.5885 | 0 | 0 | 420891.3755 | 957546.2822 | 0 | 0 | 0 | 0 | 0 | 0 | 0 | 957546.2822 | 0 | 0 | 0 | 0 | -200000 | -200000 | 0 | 1178437.6577 | 1567623.863
2032 | 167477.3616 | 0% | 0 | 892514.6601 | 0% | 0 | 252750.3481 | 0% | 0 | 167477.3616 | -12264 | 12264 | 155213.3616 | 892514.6601 | 0 | 0 | 892514.6601 | 252750.3481 | 0 | 0 | 252750.3481 | 0 | -8710.5885 | 0 | 0 | 452347.5578 | 963334.0136 | 0 | 0 | 0 | 0 | 0 | 0 | 0 | 963334.0136 | 0 | 0 | 0 | 0 | -200000 | -200000 | 0 | 1215681.5715 | 2783305.4344
2033 | 169053.9872 | 0% | 0 | 900901.2592 | 0% | 0 | 255814.8827 | 0% | 0 | 169053.9872 | -12264 | 12264 | 156789.9872 | 900901.2592 | 0 | 0 | 900901.2592 | 255814.8827 | 0 | 0 | 255814.8827 | 0 | -8710.5885 | 0 | 0 | 480546.1382 | 969150.6837 | 0 | 0 | 0 | 0 | 0 | 0 | 0 | 969150.6837 | 0 | 0 | 0 | 0 | -200000 | -200000 | 0 | 1249696.8219 | 4033002.2563
2034 | 170630.6128 | 0% | 0 | 909287.8584 | 0% | 0 | 258879.4172 | 0% | 0 | 170630.6128 | -12264 | 12264 | 158366.6128 | 909287.8584 | 0 | 0 | 909287.8584 | 258879.4172 | 0 | 0 | 258879.4172 | 0 | -8710.5885 | 0 | 0 | 505327.1814 | 974996.4371 | 0 | 0 | 0 | 0 | 0 | 0 | 0 | 974996.4371 | 0 | 0 | 0 | 0 | -200000 | -200000 | 0 | 1280323.6185 | 5313325.8748
2035 | 172207.2384 | 0% | 0 | 917674.4575 | 0% | 0 | 261943.9518 | 0% | 0 | 172207.2384 | -12264 | 12264 | 159943.2384 | 917674.4575 | 0 | 0 | 917674.4575 | 261943.9518 | 0 | 0 | 261943.9518 | 0 | -8710.5885 | 0 | 0 | 530617.0507 | 980871.4193 | 0 | 0 | 0 | 0 | 0 | 0 | 0 | 980871.4193 | 0 | 0 | 0 | 0 | -200000 | -200000 | 0 | 1311488.47 | 6624814.3448
2036 | 173783.864 | 0% | 0 | 926061.0566 | 0% | 0 | 265008.4864 | 0% | 0 | 173783.864 | -12264 | 12264 | 161519.864 | 926061.0566 | 0 | 0 | 926061.0566 | 265008.4864 | 0 | 0 | 265008.4864 | 0 | -8710.5885 | 0 | 0 | 560205.4821 | 986775.7764 | 0 | 0 | 0 | 0 | 0 | 0 | 0 | 986775.7764 | 0 | 0 | 0 | 0 | -200000 | -200000 | 0 | 1346981.2585 | 7971795.6034
2037 | 175360.4896 | 0% | 0 | 934447.6557 | 0% | 0 | 268073.0209 | 0% | 0 | 175360.4896 | -12264 | 12264 | 163096.4896 | 934447.6557 | 0 | 0 | 934447.6557 | 268073.0209 | 0 | 0 | 268073.0209 | 0 | -8710.5885 | 0 | 0 | 589665.2997 | 992709.6553 | 0 | 0 | 0 | 0 | 0 | 0 | 0 | 992709.6553 | 0 | 0 | 0 | 0 | -200000 | -200000 | 0 | 1382374.9549 | 9354170.5583
2038 | 176937.1152 | 0% | 0 | 942834.2549 | 0% | 0 | 271137.5555 | 0% | 0 | 176937.1152 | -12264 | 12264 | 164673.1152 | 942834.2549 | 0 | 0 | 942834.2549 | 271137.5555 | 0 | 0 | 271137.5555 | 0 | -8710.5885 | 0 | 0 | 618918.4302 | 998673.2035 | 0 | 0 | 0 | 0 | 0 | 0 | 0 | 998673.2035 | 0 | 0 | 0 | 0 | -200000 | -200000 | 0 | 1417591.6338 | 10771762.192
2039 | 178513.7408 | 0% | 0 | 951220.854 | 0% | 0 | 274202.0901 | 0% | 0 | 178513.7408 | -12264 | 12264 | 166249.7408 | 951220.854 | 0 | 0 | 951220.854 | 274202.0901 | 0 | 0 | 274202.0901 | 0 | -8710.5885 | 0 | 0 | 647901.2456 | 1004666.5696 | 0 | 0 | 0 | 0 | 0 | 0 | 0 | 1004666.5696 | 0 | 0 | 0 | 0 | -200000 | -200000 | 0 | 1452567.8151 | 12224330.0072
2040 | 180090.3664 | 0% | 0 | 959607.4531 | 0% | 0 | 277266.6246 | 0% | 0 | 180090.3664 | -12264 | 12264 | 167826.3664 | 959607.4531 | 0 | 0 | 959607.4531 | 277266.6246 | 0 | 0 | 277266.6246 | 0 | -8710.5885 | 0 | 0 | 678297.3566 | 1010689.9024 | 0 | 0 | 0 | 0 | 0 | 0 | 0 | 1010689.9024 | 0 | 0 | 0 | 0 | -200000 | -200000 | 0 | 1488987.259 | 13713317.2662
2041 | 181666.992 | 0% | 0 | 967994.0523 | 0% | 0 | 280331.1592 | 0% | 0 | 181666.992 | -12264 | 12264 | 169402.992 | 967994.0523 | 0 | 0 | 967994.0523 | 280331.1592 | 0 | 0 | 280331.1592 | 0 | -8710.5885 | 0 | 0 | 707743.6822 | 1016743.3519 | 0 | 0 | 0 | 0 | 0 | 0 | 0 | 1016743.3519 | 0 | 0 | 0 | 0 | -200000 | -200000 | 0 | 1524487.0342 | 15237804.3003
2042 | 183243.6176 | 0% | 0 | 976380.6514 | 0% | 0 | 283395.6937 | 0% | 0 | 183243.6176 | -12264 | 12264 | 170979.6176 | 976380.6514 | 0 | 0 | 976380.6514 | 283395.6937 | 0 | 0 | 283395.6937 | 0 | -8710.5885 | 0 | 0 | 736042.5743 | 1022827.0687 | 0 | 0 | 0 | 0 | 0 | 0 | 0 | 1022827.0687 | 0 | 0 | 0 | 0 | -200000 | -200000 | 0 | 1558869.643 | 16796673.9434
2043 | 184820.2432 | 0% | 0 | 984767.2505 | 0% | 0 | 286460.2283 | 0% | 0 | 184820.2432 | -12264 | 12264 | 172556.2432 | 984767.2505 | 0 | 0 | 984767.2505 | 286460.2283 | 0 | 0 | 286460.2283 | 0 | -8710.5885 | 0 | 0 | 767871.9683 | 1028941.204 | 0 | 0 | 0 | 0 | 0 | 0 | 0 | 1028941.204 | 0 | 0 | 0 | 0 | -200000 | -200000 | 0 | 1596813.1723 | 18393487.1157
2044 | 186396.8688 | 0% | 0 | 993153.8496 | 0% | 0 | 289524.7629 | 0% | 0 | 186396.8688 | -12264 | 12264 | 174132.8688 | 993153.8496 | 0 | 0 | 993153.8496 | 289524.7629 | 0 | 0 | 289524.7629 | 0 | -8710.5885 | 0 | 0 | 803951.2639 | 1035085.91 | 0 | 0 | 0 | 0 | 0 | 0 | 0 | 1035085.91 | 0 | 0 | 0 | 0 | -200000 | -200000 | 0 | 1639037.1739 | 20032524.2896
2045 | 187973.4944 | 0% | 0 | 1001540.4488 | 0% | 0 | 292589.2974 | 0% | 0 | 187973.4944 | -12264 | 12264 | 175709.4944 | 1001540.4488 | 0 | 0 | 1001540.4488 | 292589.2974 | 0 | 0 | 292589.2974 | 0 | -8710.5885 | 0 | 0 | 845311.202 | 1041261.3396 | 0 | 0 | 0 | 0 | 0 | 0 | 0 | 1041261.3396 | 0 | 0 | 0 | 0 | -200000 | -200000 | 0 | 1686572.5416 | 21719096.8312
2046 | 189550.12 | 0% | 0 | 1009927.0479 | 0% | 0 | 295653.832 | 0% | 0 | 189550.12 | -12264 | 12264 | 177286.12 | 1009927.0479 | 0 | 0 | 1009927.0479 | 295653.832 | 0 | 0 | 295653.832 | 0 | -8710.5885 | 0 | 0 | 889448.2905 | 1047467.6463 | 0 | 0 | 0 | 0 | 0 | 0 | 0 | 1047467.6463 | 0 | 0 | 0 | 0 | -200000 | -200000 | 0 | 1736915.9368 | 23456012.768
2047 | 191126.7456 | 0% | 0 | 1018313.647 | 0% | 0 | 298718.3666 | 0% | 0 | 191126.7456 | -12264 | 12264 | 178862.7456 | 1018313.647 | 0 | 0 | 1018313.647 | 298718.3666 | 0 | 0 | 298718.3666 | 0 | -8710.5885 | 0 | 0 | 936710.0934 | 1053704.9845 | 0 | 0 | 0 | 0 | 0 | 0 | 0 | 1053704.9845 | 0 | 0 | 0 | 0 | -200000 | -200000 | 0 | 1790415.0779 | 25246427.846
2048 | 192703.3712 | 0% | 0 | 1026700.2462 | 0% | 0 | 301782.9011 | 0% | 0 | 192703.3712 | -12264 | 12264 | 180439.3712 | 1026700.2462 | 0 | 0 | 1026700.2462 | 301782.9011 | 0 | 0 | 301782.9011 | 0 | -8710.5885 | 0 | 0 | 987473.3903 | 1059973.5095 | 0 | 0 | 0 | 0 | 0 | 0 | 0 | 1059973.5095 | 0 | 0 | 0 | 0 | -200000 | -200000 | 0 | 1847446.8998 | 27093874.7457
2049 | 194279.9968 | 0% | 0 | 1035086.8453 | 0% | 0 | 304847.4357 | 0% | 0 | 194279.9968 | -12264 | 12264 | 182015.9968 | 1035086.8453 | 0 | 0 | 1035086.8453 | 304847.4357 | 0 | 0 | 304847.4357 | 0 | -8710.5885 | 0 | 0 | 1042141.1122 | 1066273.377 | 0 | 0 | 0 | 0 | 0 | 0 | 0 | 1066273.377 | 0 | 0 | 0 | 0 | -200000 | -200000 | 0 | 1908414.4892 | 29002289.2349
2050 | 195856.6225 | 0% | 0 | 1043473.4444 | 0% | 0 | 307911.9702 | 0% | 0 | 195856.6225 | -12264 | 12264 | 183592.6225 | 1043473.4444 | 0 | 0 | 1043473.4444 | 307911.9702 | 0 | 0 | 307911.9702 | 0 | -8710.5885 | 0 | 0 | 1101139.3205 | 1072604.7439 | 0 | 0 | 0 | 0 | 0 | 0 | 0 | 1072604.7439 | 0 | 0 | 0 | 0 | -200000 | -200000 | 0 | 1973744.0644 | 30976033.2993
HOME

## GreenPwr2 Data
[9 empty] | Inventory |  | Peak Year | 2010 | Growth to peak | 0.01
[8 empty] | 2009 | 263218.4299 |  |  | 0.8 | 1 |  | Year Start | 2011 | 2011 | 2011 | 2011 | 2011 | 2015
[8 empty] | 2050 | 320000 | [5 empty] | % of 2020 | 0.05 | 0.02 | 0.05 | 0.01 | 0.005 | 0.02
[15 empty] | % of 2050 | 0.15 | 0.03 | 0.2 | 0.02 | 0.01 | 0.05 |  | 0.54
[9 empty] | Business as Usual GHG Emissions (000's MT CO2e) | Purchased Electricity | Business as Usual GHG Emissions (000's MT CO2e) | 80% Below 2010 Levels (Peak Year = 2010) | 100% Below 2010 Levels by 2050 | Base |  | Campus Planning and the Built Environment | Community Outreach/Campus Life | Energy Consumption and Conservation (including IT) | Transportation/ Waste | Waste | On Campus Renewable Energy | Lake Erie Wind | Offsets/Other | Reserve Fund Balance with Reinvestment of Avoided Purchases | Capital Outlay for Turbines | Cumulative Number of Turbines Installed | MWh Produced | ending balance | New O&M | Avoided Purchased Electricity
[8 empty] | 2008 | 263.2184 |  | 263.2184 | 263.2184 | #N/A | #REF! |  | #REF! | 0 | 0 | 0 | 0 | 0
[8 empty] | 2009 | 264.5704 |  | 264.5704 | 265.8506 | #N/A | #REF! |  | #REF! | 0 | 0 | 0 | 0 | 0
[8 empty] | 2010 | 265.9223 | 127287.6312 | 265.9223 | 268.5091 | 265.9223 | 265.9223 |  | 0 | 0 | 0 | 0 | 0 | 0 | 0 | 0 | 642763.1757 | 0 | 0 |  | 642763.1757 |  |  | 642763.1757
[8 empty] | 2011 | 267.2743 | 127599.2736 | 267.2743 | 263.1125 | 259.2743 | 259.2743 |  | 1.3972 | 0.55888 | 1.3972 | 0.27944 | 0.13972 | 0 | 0 | 4.2275 | 1293409.4793 | 0 | 0 | 0 | 1293409.4793 | 0 | 0 | 650646.3037
[8 empty] | 2012 | 268.6262 | 129714.0092 | 268.6262 | 257.7158 | 252.6262 | 252.6262 |  | 2.7944 | 1.1178 | 2.7944 | 0.55888 | 0.27944 | 0 | 0 | 8.4551 | 1962536.3192 | 0 | 0 | 0 | 1962536.3192 | 0 | 0 | 669126.8399
[8 empty] | 2013 | 269.9781 | 130517.5181 | 269.9781 | 252.3192 | 245.9781 | 245.9781 |  | 4.1916 | 1.6767 | 4.1916 | 0.83833 | 0.41916 | 0 | 2.1493 | 10.5333 | 2642436.4894 | 2300000 | 1 | 0 | 342436.4894 | 0 | 0 | 679900.1701
[8 empty] | 2014 | 271.3301 | 130829.3007 | 271.3301 | 246.9226 | 239.3301 | 239.3301 |  | 5.5888 | 2.2355 | 5.5888 | 1.1178 | 0.55888 | 0 | 2.1493 | 14.7609 | 1246081.2095 | 0 | 1 | 3066 | 1246081.2095 | -50000 | 265861.422 | 687783.2981
[8 empty] | 2015 | 272.682 | 132780.4273 | 272.682 | 241.5259 | 232.682 | 232.682 |  | 6.986 | 2.7944 | 6.986 | 1.3972 | 0.6986 | 0.93147 | 2.1493 | 18.0569 | 2166645.5706 | 0 | 1 | 3066 | 2166645.5706 | -50000 | 267190.7291 | 703373.6321
[8 empty] | 2016 | 274.034 | 133092.3071 | 274.034 | 236.1293 | 226.034 | 226.034 |  | 8.3833 | 3.3533 | 8.3833 | 1.6767 | 0.83833 | 1.8629 | 4.2985 | 19.2037 | 3096429.0135 | 2300000 | 2 | 3066 | 796429.0135 | -50000 | 268526.6827 | 711256.7601
[8 empty] | 2017 | 275.3859 | 133404.2077 | 275.3859 | 230.7327 | 219.3859 | 219.3859 |  | 9.7805 | 3.9122 | 9.7805 | 1.9561 | 0.97805 | 2.7944 | 4.2985 | 22.4998 | 1955307.5339 | 0 | 2 | 6132 | 1955307.5339 | -100000 | 539738.6323 | 719139.8881
Step 1: Define Impact of Wedges |  |  |  | Step 2: Define Turbine Investment Through Electric Premium |  |  |  | 2018 | 276.7379 | 133716.1291 | 276.7379 | 225.336 | 212.7379 | 212.7379 |  | 11.1777 | 4.4711 | 11.1777 | 2.2355 | 1.1178 | 3.7259 | 6.4478 | 23.6466 | 3124767.8754 | 2300000 | 3 | 6132 | 824767.8754 | -100000 | 542437.3254 | 727023.0161
| Year Start | % of 2020 | % of 2050 | Long Term Strategy - Abate all Remaining GHG Emissions with Lake Erie Wind |  |  |  | 2019 | 278.0898 | 134028.0713 | 278.0898 | 219.9394 | 206.0898 | 206.0898 |  | 12.5749 | 5.03 | 12.5749 | 2.515 | 1.2575 | 4.6574 | 6.4478 | 26.9427 | 2227398.2876 | 0 | 3 | 9198 | 2227398.2876 | -150000 | 817724.2681 | 734906.1441
Campus Planning and the Built Environment | 2011 | 5% | 15% | Wind Installed Cost | 2300 | per kW Installed |  | 2020 | 279.4417 | 134340.0343 | 279.4417 | 214.5428 | 199.4417 | 199.4417 |  | 13.9721 | 5.5888 | 13.9721 | 2.7944 | 1.3972 | 5.5888 | 8.5971 | 28.0895 | 2899211.1771 | 2300000 | 4 | 9198 | 599211.1771 | -150000 | 821812.8894 | 0
Community Outreach/Campus Life | 2011 | 2% | 3% | Avoided Electricity Purchases (net of turbine O&M) | 30 | per MWh |  | 2021 | 280.7937 | 134652.0182 | 280.7937 | 209.1461 | 192.7937 | 192.7937 |  | 15.1064 | 5.7225 | 15.6397 | 2.9146 | 1.4573 | 5.9359 | 8.5971 | 32.6266 | 1500440.4489 | 0 | 4 | 12264 | 1500440.4489 | -200000 | 1101229.2718 | 0
Energy Consumption and Conservation (including IT) | 2011 | 5% | 20% | Turbine Size | 1 | MW | Assumes CWRU owns 50% of a 2MW turbine | 2022 | 282.1456 | 134964.0228 | 282.1456 | 203.7495 | 186.1456 | 186.1456 |  | 16.2406 | 5.8562 | 17.3073 | 3.0348 | 1.5174 | 6.2829 | 8.5971 | 37.1637 | 2407175.8671 | 0 | 4 | 12264 | 2407175.8671 | -200000 | 1106735.4182 | 0
Transportation/ Waste | 2011 | 1% | 2% | Installed Cost per Turbine | 2300000 |  |  | 2023 | 283.4976 | 135276.0483 | 283.4976 | 198.3529 | 179.4976 | 179.4976 |  | 17.3749 | 5.99 | 18.9749 | 3.155 | 1.5775 | 6.63 | 8.5971 | 41.7008 | 3319444.9624 | 0 | 4 | 12264 | 3319444.9624 | -200000 | 1112269.0953 | 0
Waste | 2011 | 0.5% | 1% | Wind Capacity Factor | 35% | average annual |  | 2024 | 284.8495 | 135588.0946 | 284.8495 | 192.9562 | 172.8495 | 172.8495 |  | 18.5091 | 6.1237 | 20.6425 | 3.2752 | 1.6376 | 6.977 | 8.5971 | 46.2379 | 4237275.4032 | 0 | 4 | 12264 | 4237275.4032 | -200000 | 1117830.4408 | 0
On Campus Renewable Energy | 2015 | 2% | 5% | Premium per kWh | 0.005 | to MCCO Reserve Fund |  | 2025 | 286.2014 | 135900.1617 | 286.2014 | 187.5596 | 166.2014 | 166.2014 |  | 19.6434 | 6.2574 | 22.3101 | 3.3953 | 1.6977 | 7.324 | 8.5971 | 50.775 | 5160694.9961 | 0 | 4 | 12264 | 5160694.9961 | -200000 | 1123419.593 | 0
|  |  |  | 2010 Purchased Elec. | 127287.6312 | MWh |  | 2026 | 287.5534 | 136212.2496 | 287.5534 | 182.1629 | 159.5534 | 159.5534 |  | 20.7777 | 6.3911 | 23.9777 | 3.5155 | 1.7578 | 7.6711 | 8.5971 | 55.3122 | 6089731.6871 | 0 | 4 | 12264 | 6089731.6871 | -200000 | 1129036.6909 | 0
|  |  |  | 2010 Annual Electric Premium | 0.63644 | $2010 Millions |  | 2027 | 288.9053 | 136524.3584 | 288.9053 | 176.7663 | 152.9053 | 152.9053 |  | 21.9119 | 6.5248 | 25.6453 | 3.6357 | 1.8179 | 8.0181 | 8.5971 | 59.8493 | 7024413.5615 | 0 | 4 | 12264 | 7024413.5615 | -200000 | 1134681.8744 | 0
2050 Emissions | 320000 |  |  | Duration of Premium | 10 | years |  | 2028 | 290.2573 | 136836.4879 | 290.2573 | 171.3697 | 146.2573 | 146.2573 |  | 23.0462 | 6.6585 | 27.3129 | 3.7559 | 1.878 | 8.3651 | 8.5971 | 64.3864 | 7964768.8452 | 0 | 4 | 12264 | 7964768.8452 | -200000 | 1140355.2838 | 0
|  |  |  | Purchased Elec. GHG Intensity | 0.701 | MTCO2e/MWh |  | 2029 | 291.6092 | 137148.6383 | 291.6092 | 165.973 | 139.6092 | 139.6092 |  | 24.1805 | 6.7922 | 28.9805 | 3.8761 | 1.938 | 8.7122 | 8.5971 | 68.9235 | 8910825.9054 | 0 | 4 | 12264 | 8910825.9054 | -200000 | 1146057.0602 | 0
|  |  |  | Installed Wind Capacity (MW) | 1 | 2015 |  | 2030 | 292.9612 | 137460.8095 | 292.9612 | 160.5764 | 132.9612 | 132.9612 |  | 25.3147 | 6.9259 | 30.6481 | 3.9963 | 1.9981 | 9.0592 | 8.5971 | 73.4606 | 9862613.2509 | 0 | 4 | 12264 | 9862613.2509 | -200000 | 1151787.3455 | 0
|  |  |  | Installed Wind Capacity (MW) | 4 | 2050 |  | 2031 | 294.3131 | 137773.0015 | 294.3131 | 155.1798 | 126.3131 | 126.3131 |  | 26.449 | 7.0596 | 32.3157 | 4.1165 | 2.0582 | 9.4063 | 8.5971 | 77.9977 | 10820159.5331 | 0 | 4 | 12264 | 10820159.5331 | -200000 | 1157546.2822 | 0
|  |  |  | Present Value of Invested Capital in Wind | 6.0839 | $2010 Millions |  | 2032 | 295.665 | 138085.2143 | 295.665 | 149.7831 | 119.665 | 119.665 |  | 27.5833 | 7.1933 | 33.9833 | 4.2367 | 2.1183 | 9.7533 | 8.5971 | 82.5349 | 11783493.5467 | 0 | 4 | 12264 | 11783493.5467 | -200000 | 1163334.0136 | 0
|  |  |  | O&M per kW-year | 50 | 2010 |  | 2033 | 297.017 | 138397.448 | 297.017 | 144.3865 | 113.017 | 113.017 |  | 28.7175 | 7.327 | 35.6508 | 4.3568 | 2.1784 | 10.1003 | 8.5971 | 87.072 | 12752644.2304 | 0 | 4 | 12264 | 12752644.2304 | -200000 | 1169150.6837 | 0
[6 empty] | Calculated Cells |  | 2034 | 298.3689 | 138709.7025 | 298.3689 | 138.9899 | 106.3689 | 106.3689 |  | 29.8518 | 7.4607 | 37.3184 | 4.477 | 2.2385 | 10.4474 | 8.5971 | 91.6091 | 13727640.6675 | 0 | 4 | 12264 | 13727640.6675 | -200000 | 1174996.4371 | 0
[6 empty] | Inputs Cells |  | 2035 | 299.7209 | 139021.9777 | 299.7209 | 133.5932 | 99.7209 | 99.7209 |  | 30.986 | 7.5944 | 38.986 | 4.5972 | 2.2986 | 10.7944 | 8.5971 | 96.1462 | 14708512.0868 | 0 | 4 | 12264 | 14708512.0868 | -200000 | 1180871.4193 | 0
[8 empty] | 2036 | 301.0728 | 139334.2738 | 301.0728 | 128.1966 | 93.0728 | 93.0728 |  | 32.1203 | 7.7281 | 40.6536 | 4.7174 | 2.3587 | 11.1415 | 8.5971 | 100.6833 | 15695287.8632 | 0 | 4 | 12264 | 15695287.8632 | -200000 | 1186775.7764 | 0
[8 empty] | 2037 | 302.4248 | 139646.5907 | 302.4248 | 122.8 | 86.4248 | 86.4248 |  | 33.2546 | 7.8618 | 42.3212 | 4.8376 | 2.4188 | 11.4885 | 8.5971 | 105.2204 | 16687997.5185 | 0 | 4 | 12264 | 16687997.5185 | -200000 | 1192709.6553 | 0
[8 empty] | 2038 | 303.7767 | 139958.9285 | 303.7767 | 117.4033 | 79.7767 | 79.7767 |  | 34.3888 | 7.9955 | 43.9888 | 4.9578 | 2.4789 | 11.8355 | 8.5971 | 109.7575 | 17686670.722 | 0 | 4 | 12264 | 17686670.722 | -200000 | 1198673.2035 | 0
[8 empty] | 2039 | 305.1286 | 140271.287 | 305.1286 | 112.0067 | 73.1286 | 73.1286 |  | 35.5231 | 8.1292 | 45.6564 | 5.078 | 2.539 | 12.1826 | 8.5971 | 114.2947 | 18691337.2916 | 0 | 4 | 12264 | 18691337.2916 | -200000 | 1204666.5696 | 0
[8 empty] | 2040 | 306.4806 | 140583.6664 | 306.4806 | 106.61 | 66.4806 | 66.4806 |  | 36.6574 | 8.2629 | 47.324 | 5.1981 | 2.5991 | 12.5296 | 8.5971 | 118.8318 | 19702027.194 | 0 | 4 | 12264 | 19702027.194 | -200000 | 1210689.9024 | 0
[8 empty] | 2041 | 307.8325 | 140896.0666 | 307.8325 | 101.2134 | 59.8325 | 59.8325 |  | 37.7916 | 8.3967 | 48.9916 | 5.3183 | 2.6592 | 12.8767 | 8.5971 | 123.3689 | 20718770.5459 | 0 | 4 | 12264 | 20718770.5459 | -200000 | 1216743.3519 | 0
[8 empty] | 2042 | 309.1845 | 141208.4876 | 309.1845 | 95.8168 | 53.1845 | 53.1845 |  | 38.9259 | 8.5304 | 50.6592 | 5.4385 | 2.7193 | 13.2237 | 8.5971 | 127.906 | 21741597.6146 | 0 | 4 | 12264 | 21741597.6146 | -200000 | 1222827.0687 | 0
[8 empty] | 2043 | 310.5364 | 141520.9294 | 310.5364 | 90.4201 | 46.5364 | 46.5364 |  | 40.0602 | 8.6641 | 52.3268 | 5.5587 | 2.7793 | 13.5707 | 8.5971 | 132.4431 | 22770538.8186 | 0 | 4 | 12264 | 22770538.8186 | -200000 | 1228941.204 | 0
[8 empty] | 2044 | 311.8883 | 141833.392 | 311.8883 | 85.0235 | 39.8883 | 39.8883 |  | 41.1944 | 8.7978 | 53.9944 | 5.6789 | 2.8394 | 13.9178 | 8.5971 | 136.9802 | 23805624.7287 | 0 | 4 | 12264 | 23805624.7287 | -200000 | 1235085.91 | 0
[8 empty] | 2045 | 313.2403 | 142145.8754 | 313.2403 | 79.6269 | 33.2403 | 33.2403 |  | 42.3287 | 8.9315 | 55.662 | 5.7991 | 2.8995 | 14.2648 | 8.5971 | 141.5174 | 24846886.0683 | 0 | 4 | 12264 | 24846886.0683 | -200000 | 1241261.3396 | 0
[8 empty] | 2046 | 314.5922 | 142458.3797 | 314.5922 | 74.2302 | 26.5922 | 26.5922 |  | 43.4629 | 9.0652 | 57.3296 | 5.9193 | 2.9596 | 14.6118 | 8.5971 | 146.0545 | 25894353.7146 | 0 | 4 | 12264 | 25894353.7146 | -200000 | 1247467.6463 | 0
[8 empty] | 2047 | 315.9442 | 142770.9048 | 315.9442 | 68.8336 | 19.9442 | 19.9442 |  | 44.5972 | 9.1989 | 58.9972 | 6.0394 | 3.0197 | 14.9589 | 8.5971 | 150.5916 | 26948058.6991 | 0 | 4 | 12264 | 26948058.6991 | -200000 | 1253704.9845 | 0
[8 empty] | 2048 | 317.2961 | 143083.4507 | 317.2961 | 63.437 | 13.2961 | 13.2961 |  | 45.7315 | 9.3326 | 60.6648 | 6.1596 | 3.0798 | 15.3059 | 8.5971 | 155.1287 | 28008032.2086 | 0 | 4 | 12264 | 28008032.2086 | -200000 | 1259973.5095 | 0
[8 empty] | 2049 | 318.6481 | 143396.0174 | 318.6481 | 58.0403 | 6.6481 | 6.6481 |  | 46.8657 | 9.4663 | 62.3324 | 6.2798 | 3.1399 | 15.653 | 8.5971 | 159.6658 | 29074305.5855 | 0 | 4 | 12264 | 29074305.5855 | -200000 | 1266273.377 | 0
[8 empty] | 2050 | 320 | 143708.6049 | 320 | 52.6437 | 0 | 0 |  | 48 | 9.6 | 64 | 6.4 | 3.2 | 16 | 8.5971 | 164.2029 | 30146910.3294 | 0 | 4 | 12264 | 30146910.3294 | -200000 | 1272604.7439 | 0

## GeoExchange
|  | Actionable Alternative: | Geo Exchange | [6 empty] | NPV through 2050 | Cumulative Carbon Abatement (2010 - 2050) | Contribution toward Neutralilty in |  | Average
|  | Year Implemented: | 2013 | [5 empty] | Avoided Compliance Risk: | 630195.3631 | 50379.8337 | 2050
|  | Reference Case: | BAU | [5 empty] | Incremental Fuel Savings (Cost): | 1716193.4909 | Average | 1361.6171 |  | 128323.3978
|  |  | Return to Summary | [5 empty] | Avoided Capital Cost: | 0 | 1325.7851 | 0.1245% |  | 0
|  | Wedge Group: | On Campus Renewable Energy | [5 empty] | New Capital Cost: | -1388278.6977 |  |  |  | -42073.1707
[9 empty] | Avoided Operating Costs: | 0 |  |  |  | 0
[9 empty] | New Operating Costs: | -372944.6162 |  |  |  | -27073.1707
[9 empty] | Incremental Cash Flow: | 585165.5401
[9 empty] | DPI: | 1.4215
[9 empty] | IRR: | 8.165%
[9 empty] | Simple Payback: | 14.2613
[9 empty] | Total Incremental Savings (Cost) w/o Compliance Savings: | -45029.823
[9 empty] | Levelized Cost (Savings) per MTCDE Avoided: | 2.6602
[9 empty] | Levelized Avoided Compliance Cost per MTCDE Avoided: | 37.2303
| Incremental Utility Demand Savings | [8 empty] | Electricity Supply |  |  |  | Steam Supply |  |  |  | Chilled Water Supply |  |  |  | GHG and Compliance Risk Reductions |  |  |  |  | Incremental Fuel Savings (Cost) | [8 empty] | Incremental Non-Fuel OPEX/Capital Savings (Cost) | [6 empty] | Cash Flow | [8 empty] | compared to boiler and chiller
| Reference Electric Load | % Reduction from Reference | Change in Electricity Demand | Reference Steam Load | % Reduction from Reference | Change in Steam Demand | Reference Chilled Water Load | % Reduction from Reference | Change in Chilled Water Demand | Beginning Required P/E | Displaced P/E | New Electricity Source | Ending Required P/E | Beginning Required Steam | Displaced Steam | New Heat Source | Ending Required Steam | Beginning Required Chilled Water | Displaced Chilled Water | New Cooling Source | Ending Required Chilled Water | Scope 1 | Scope 2 | Scope 3 (Commuting) | Scope 3 (Air Travel, other) | Avoided Compliance Risk | Electricity Savings | New Electricity Source Fuel Cost | Steam Savings | New Steam Source Fuel Cost | Chilled Water Savings | New Chilled Water Source Fuel Cost | NG Savings | Campus Fleet Fuel | Incremental Fuel Savings (Cost) | Avoided Capital Cost | New Capital Cost | Incremental Capital | Avoided Operating Costs | New Operating Costs | Incremental OPEX | Other Revenue | Incremental Cash Flow | Cumulative Cash Flow | Notes/Description of Assumptions Please describe all assumptions for modeling here: |  |  | Location | Available Space (Acres) | # of Wells | Electricity Savings (kWh) | Natural Gas Savings (MMBtu) | Installed Costs | O&M Costs | Year Online
FYE | MWh |  | MWh | MMBtu |  | MMBtu | MMBtu |  | MMBtu | MWh | MWh | MWh | MWh | MMBtu | MMBtu | MMBtu | MMBtu | MMBtu | MMBtu | MMBtu | MMBtu | MTCDE | MTCDE | MTCDE | MTCDE | 2010 $ | 2010 $ | 2010 $ | 2010 $ | 2010 $ | 2010 $ | 2010 $ | 2010 $ | 2010 $ | 2010 $ | 2010 $ | 2010 $ | 2010 $ | 2010 $ | 2010 $ | 2010 $ | 2010 $ | 2010 $ | 2010 $ |  |  |  | Student Center | 1 | 108.9 | -518300 | 11450 | 862500 | 15000 | 2013 | Revised Values per M. Walters, 3/22/2011
2010 | 128552.6351 | 0% | 0 | 685461.0151 | 0% | 0 | 179442.3946 | 0% | 0 | 128552.6351 | 0 | 0 | 128552.6351 | 685461.0151 | 0 | 0 | 685461.0151 | 179442.3946 | 0 | 0 | 179442.3946 | 0 | 0 | 0 | 0 | 0 | 0 | 0 | 0 | 0 | 0 | 0 | 0 | 0 | 0 | 0 | 0 | 0 | 0 | 0 | 0 | 0 | 0 | 0 | 2013 | 2015 | Online Date | Van Horn Field | 1 | 108.9 | -518300 | 11450 | 862500 | 15000 | 2015
2011 | 130129.2607 | 0% | 0 | 693847.6143 | 0% | 0 | 182506.9291 | 0% | 0 | 130129.2607 | 0 | 0 | 130129.2607 | 693847.6143 | 0 | 0 | 693847.6143 | 182506.9291 | 0 | 0 | 182506.9291 | 0 | 0 | 0 | 0 | 0 | 0 | 0 | 0 | 0 | 0 | 0 | 0 | 0 | 0 | 0 | 0 | 0 | 0 | 0 | 0 | 0 | 0 | 0
2012 | 133825.368 | 0% | 0 | 713508.4454 | 0% | 0 | 188515.5603 | 0% | 0 | 133825.368 | 0 | 0 | 133825.368 | 713508.4454 | 0 | 0 | 713508.4454 | 188515.5603 | 0 | 0 | 188515.5603 | 0 | 0 | 0 | 0 | 0 | 0 | 0 | 0 | 0 | 0 | 0 | 0 | 0 | 0 | 0 | -862500 | -862500 | 0 | 0 | 0 | 0 | -862500 | -862500 | 30 | 30 | Useful life (yrs)
2013 | 135980.034 | 0% | 0 | 724969.8351 | 0% | 0 | 192383.0303 | 0% | 0 | 135980.034 | 518.3 | 0 | 136498.334 | 724969.8351 | -9732.5 | 9732.5 | 715237.3351 | 192383.0303 | 0 | 0 | 192383.0303 | 0 | -680.8086 | 0 | 0 | 0 | 0 | -44719.6422 | 109301.9936 | 0 | 0 | 0 | 0 | 0 | 64582.3514 | 0 | 0 | 0 | 0 | -15000 | -15000 | 0 | 49582.3514 | -812917.6486 |  |  |  | Van Horn Field | 2 | 217.8 | -1036600 | 22900 | 1725000 | 30000 | 2020 | Original Values from AEI
2014 | 137556.6596 | 0% | 0 | 733356.4343 | 0% | 0 | 195447.5648 | 0% | 0 | 137556.6596 | 518.3 | 0 | 138074.9596 | 733356.4343 | -9732.5 | 9732.5 | 723623.9343 | 195447.5648 | 0 | 0 | 195447.5648 | 0 | -680.8086 | 0 | 0 | 0 | 0 | -44943.2404 | 109848.5036 | 0 | 0 | 0 | 0 | 0 | 64905.2632 | 0 | -862500 | -862500 | 0 | -15000 | -15000 | 0 | -812594.7368 | -1625512.3853 | 862500 | 862500 | Capital Cost
2015 | 140674.7264 | 0% | 0 | 749942.4749 | 0% | 0 | 200653.2605 | 0% | 0 | 140674.7264 | 1036.6 | 0 | 141711.3264 | 749942.4749 | -19465 | 19465 | 730477.4749 | 200653.2605 | 0 | 0 | 200653.2605 | 0 | -1361.6171 | 0 | 0 | 13846.7431 | 0 | -90335.9132 | 220795.4922 | 0 | 0 | 0 | 0 | 0 | 130459.579 | 0 | 0 | 0 | 0 | -30000 | -30000 | 0 | 114306.3222 | -1511206.0632 | [5 empty] | 1.4 | tons per well |  |  | 100 | per ton of capacity
2016 | 142251.352 | 0% | 0 | 758329.074 | 0% | 0 | 203717.7951 | 0% | 0 | 142251.352 | 1036.6 | 0 | 143287.952 | 758329.074 | -19465 | 19465 | 738864.074 | 203717.7951 | 0 | 0 | 203717.7951 | 0 | -1361.6171 | 0 | 0 | 15983.351 | 0 | -90787.5927 | 221899.4697 | 0 | 0 | 0 | 0 | 0 | 131111.8769 | 0 | 0 | 0 | 0 | -30000 | -30000 | 0 | 117095.2279 | -1394110.8353 | 15000 | 15000 | O&M |  |  | 400 | sf per well |  | 18 | per lf well
2017 | 143827.9776 | 0% | 0 | 766715.6731 | 0% | 0 | 206782.3297 | 0% | 0 | 143827.9776 | 1036.6 | 0 | 144864.5776 | 766715.6731 | -19465 | 19465 | 747250.6731 | 206782.3297 | 0 | 0 | 206782.3297 | 0 | -1361.6171 | 0 | 0 | 18219.605 | 0 | -91241.5307 | 223008.967 | 0 | 0 | 0 | 0 | 0 | 131767.4363 | 0 | 0 | 0 | 0 | -30000 | -30000 | 0 | 119987.0413 | -1274123.794 | [8 empty] | 300 | ft - depth of well
2018 | 145404.6032 | 0% | 0 | 775102.2723 | 0% | 0 | 209846.8642 | 0% | 0 | 145404.6032 | 1036.6 | 0 | 146441.2032 | 775102.2723 | -19465 | 19465 | 755637.2723 | 209846.8642 | 0 | 0 | 209846.8642 | 0 | -1361.6171 | 0 | 0 | 20552.4169 | 0 | -91697.7383 | 224124.0119 | 0 | 0 | 0 | 0 | 0 | 132426.2735 | 0 | 0 | 0 | 0 | -30000 | -30000 | 0 | 122978.6904 | -1151145.1036 | 11450 | 11450 | Natural Gas Savings (MMBtu) | [5 empty] | 1800 | per ton for heat exchanger
2019 | 146981.2288 | 0% | 0 | 783488.8714 | 0% | 0 | 212911.3988 | 0% | 0 | 146981.2288 | 1036.6 | 0 | 148017.8288 | 783488.8714 | -19465 | 19465 | 764023.8714 | 212911.3988 | 0 | 0 | 212911.3988 | 0 | -1361.6171 | 0 | 0 | 22978.7308 | 0 | -92156.227 | 225244.6319 | 0 | 0 | 0 | 0 | 0 | 133088.4049 | 0 | 0 | 0 | 0 | -30000 | -30000 | 0 | 126067.1357 | -1025077.9679
2020 | 148557.8544 | 0% | 0 | 791875.4705 | 0% | 0 | 215975.9334 | 0% | 0 | 148557.8544 | 1036.6 | 0 | 149594.4544 | 791875.4705 | -19465 | 19465 | 772410.4705 | 215975.9334 | 0 | 0 | 215975.9334 | 0 | -1361.6171 | 0 | 0 | 25495.5237 | 0 | -92617.0082 | 226370.8551 | 0 | 0 | 0 | 0 | 0 | 133753.8469 | 0 | 0 | 0 | 0 | -30000 | -30000 | 0 | 129249.3706 | -895828.5973 | 518.3 | 518.3 | Purch. Elec increase (MWh)
2021 | 150134.48 | 0% | 0 | 800262.0697 | 0% | 0 | 219040.4679 | 0% | 0 | 150134.48 | 1036.6 | 0 | 151171.08 | 800262.0697 | -19465 | 19465 | 780797.0697 | 219040.4679 | 0 | 0 | 219040.4679 | 0 | -1361.6171 | 0 | 0 | 28399.2367 | 0 | -93080.0932 | 227502.7093 | 0 | 0 | 0 | 0 | 0 | 134422.6161 | 0 | 0 | 0 | 0 | -30000 | -30000 | 0 | 132821.8529 | -763006.7444
2022 | 151711.1056 | 0% | 0 | 808648.6688 | 0% | 0 | 222105.0025 | 0% | 0 | 151711.1056 | 1036.6 | 0 | 152747.7056 | 808648.6688 | -19465 | 19465 | 789183.6688 | 222105.0025 | 0 | 0 | 222105.0025 | 0 | -1361.6171 | 0 | 0 | 31415.0059 | 0 | -93545.4937 | 228640.2229 | 0 | 0 | 0 | 0 | 0 | 135094.7292 | 0 | 0 | 0 | 0 | -30000 | -30000 | 0 | 136509.7351 | -626497.0093 | 0.85 | 0.85 | Efficiency
2023 | 153287.7312 | 0% | 0 | 817035.2679 | 0% | 0 | 225169.537 | 0% | 0 | 153287.7312 | 1036.6 | 0 | 154324.3312 | 817035.2679 | -19465 | 19465 | 797570.2679 | 225169.537 | 0 | 0 | 225169.537 | 0 | -1361.6171 | 0 | 0 | 34538.3127 | 0 | -94013.2211 | 229783.424 | 0 | 0 | 0 | 0 | 0 | 135770.2029 | 0 | 0 | 0 | 0 | -30000 | -30000 | 0 | 140308.5156 | -486188.4938
2024 | 154864.3568 | 0% | 0 | 825421.8671 | 0% | 0 | 228234.0716 | 0% | 0 | 154864.3568 | 1036.6 | 0 | 155900.9568 | 825421.8671 | -19465 | 19465 | 805956.8671 | 228234.0716 | 0 | 0 | 228234.0716 | 0 | -1361.6171 | 0 | 0 | 37764.6699 | 0 | -94483.2873 | 230932.3411 | 0 | 0 | 0 | 0 | 0 | 136449.0539 | 0 | 0 | 0 | 0 | -30000 | -30000 | 0 | 144213.7237 | -341974.77 | 9732.5 | 9732.5 | Steam Savings
2025 | 156440.9824 | 0% | 0 | 833808.4662 | 0% | 0 | 231298.6062 | 0% | 0 | 156440.9824 | 1036.6 | 0 | 157477.5824 | 833808.4662 | -19465 | 19465 | 814343.4662 | 231298.6062 | 0 | 0 | 231298.6062 | 0 | -1361.6171 | 0 | 0 | 41089.6213 | 0 | -94955.7037 | 232087.0028 | 0 | 0 | 0 | 0 | 0 | 137131.2991 | 0 | 0 | 0 | 0 | -30000 | -30000 | 0 | 148220.9205 | -193753.8496
2026 | 158017.608 | 0% | 0 | 842195.0653 | 0% | 0 | 234363.1407 | 0% | 0 | 158017.608 | 1036.6 | 0 | 159054.208 | 842195.0653 | -19465 | 19465 | 822730.0653 | 234363.1407 | 0 | 0 | 234363.1407 | 0 | -1361.6171 | 0 | 0 | 44848.2189 | 0 | -95430.4822 | 233247.4379 | 0 | 0 | 0 | 0 | 0 | 137816.9556 | 0 | 0 | 0 | 0 | -30000 | -30000 | 0 | 152665.1745 | -41088.675
2027 | 159594.2336 | 0% | 0 | 850581.6644 | 0% | 0 | 237427.6753 | 0% | 0 | 159594.2336 | 1036.6 | 0 | 160630.8336 | 850581.6644 | -19465 | 19465 | 831116.6644 | 237427.6753 | 0 | 0 | 237427.6753 | 0 | -1361.6171 | 0 | 0 | 48723.5072 | 0 | -95907.6346 | 234413.675 | 0 | 0 | 0 | 0 | 0 | 138506.0404 | 0 | 0 | 0 | 0 | -30000 | -30000 | 0 | 157229.5476 | 116140.8726
2028 | 161170.8592 | 0% | 0 | 858968.2636 | 0% | 0 | 240492.2099 | 0% | 0 | 161170.8592 | 1036.6 | 0 | 162207.4592 | 858968.2636 | -19465 | 19465 | 839503.2636 | 240492.2099 | 0 | 0 | 240492.2099 | 0 | -1361.6171 | 0 | 0 | 52709.8209 | 0 | -96387.1728 | 235585.7434 | 0 | 0 | 0 | 0 | 0 | 139198.5706 | 0 | 0 | 0 | 0 | -30000 | -30000 | 0 | 161908.3916 | 278049.2642
2029 | 162747.4848 | 0% | 0 | 867354.8627 | 0% | 0 | 243556.7444 | 0% | 0 | 162747.4848 | 1036.6 | 0 | 163784.0848 | 867354.8627 | -19465 | 19465 | 847889.8627 | 243556.7444 | 0 | 0 | 243556.7444 | 0 | -1361.6171 | 0 | 0 | 56801.5252 | 0 | -96869.1087 | 236763.6721 | 0 | 0 | 0 | 0 | 0 | 139894.5635 | 0 | 0 | 0 | 0 | -30000 | -30000 | 0 | 166696.0887 | 444745.3529
2030 | 164324.1104 | 0% | 0 | 875741.4618 | 0% | 0 | 246621.279 | 0% | 0 | 164324.1104 | 1036.6 | 0 | 165360.7104 | 875741.4618 | -19465 | 19465 | 856276.4618 | 246621.279 | 0 | 0 | 246621.279 | 0 | -1361.6171 | 0 | 0 | 60993.015 | 0 | -97353.4542 | 237947.4905 | 0 | 0 | 0 | 0 | 0 | 140594.0363 | 0 | 0 | 0 | 0 | -30000 | -30000 | 0 | 171587.0513 | 616332.4041
2031 | 165900.736 | 0% | 0 | 884128.061 | 0% | 0 | 249685.8135 | 0% | 0 | 165900.736 | 1036.6 | 0 | 166937.336 | 884128.061 | -19465 | 19465 | 864663.061 | 249685.8135 | 0 | 0 | 249685.8135 | 0 | -1361.6171 | 0 | 0 | 65792.6737 | 0 | -97840.2215 | 239137.2279 | 0 | 0 | 0 | 0 | 0 | 141297.0065 | 0 | 0 | 0 | 0 | -30000 | -30000 | 0 | 177089.6801 | 793422.0843
2032 | 167477.3616 | 0% | 0 | 892514.6601 | 0% | 0 | 252750.3481 | 0% | 0 | 167477.3616 | 1036.6 | 0 | 168513.9616 | 892514.6601 | -19465 | 19465 | 873049.6601 | 252750.3481 | 0 | 0 | 252750.3481 | 0 | -1361.6171 | 0 | 0 | 70709.8244 | 0 | -98329.4226 | 240332.9141 | 0 | 0 | 0 | 0 | 0 | 142003.4915 | 0 | 0 | 0 | 0 | -30000 | -30000 | 0 | 182713.3159 | 976135.4002
2033 | 169053.9872 | 0% | 0 | 900901.2592 | 0% | 0 | 255814.8827 | 0% | 0 | 169053.9872 | 1036.6 | 0 | 170090.5872 | 900901.2592 | -19465 | 19465 | 881436.2592 | 255814.8827 | 0 | 0 | 255814.8827 | 0 | -1361.6171 | 0 | 0 | 75117.7551 | 0 | -98821.0697 | 241534.5787 | 0 | 0 | 0 | 0 | 0 | 142713.509 | 0 | 0 | 0 | 0 | -30000 | -30000 | 0 | 187831.264 | 1163966.6643
2034 | 170630.6128 | 0% | 0 | 909287.8584 | 0% | 0 | 258879.4172 | 0% | 0 | 170630.6128 | 1036.6 | 0 | 171667.2128 | 909287.8584 | -19465 | 19465 | 889822.8584 | 258879.4172 | 0 | 0 | 258879.4172 | 0 | -1361.6171 | 0 | 0 | 78991.465 | 0 | -99315.175 | 242742.2515 | 0 | 0 | 0 | 0 | 0 | 143427.0765 | 0 | 0 | 0 | 0 | -30000 | -30000 | 0 | 192418.5415 | 1356385.2057
2035 | 172207.2384 | 0% | 0 | 917674.4575 | 0% | 0 | 261943.9518 | 0% | 0 | 172207.2384 | 1036.6 | 0 | 173243.8384 | 917674.4575 | -19465 | 19465 | 898209.4575 | 261943.9518 | 0 | 0 | 261943.9518 | 0 | -1361.6171 | 0 | 0 | 82944.7133 | 0 | -99811.7509 | 243955.9628 | 0 | 0 | 0 | 0 | 0 | 144144.2119 | 0 | 0 | 0 | 0 | -30000 | -30000 | 0 | 197088.9252 | 1553474.1309
2036 | 173783.864 | 0% | 0 | 926061.0566 | 0% | 0 | 265008.4864 | 0% | 0 | 173783.864 | 1036.6 | 0 | 174820.464 | 926061.0566 | -19465 | 19465 | 906596.0566 | 265008.4864 | 0 | 0 | 265008.4864 | 0 | -1361.6171 | 0 | 0 | 87569.9019 | 0 | -100310.8097 | 245175.7426 | 0 | 0 | 0 | 0 | 0 | 144864.9329 | 0 | 0 | 0 | 0 | -30000 | -30000 | 0 | 202434.8349 | 1755908.9658
2037 | 175360.4896 | 0% | 0 | 934447.6557 | 0% | 0 | 268073.0209 | 0% | 0 | 175360.4896 | 1036.6 | 0 | 176397.0896 | 934447.6557 | -19465 | 19465 | 914982.6557 | 268073.0209 | 0 | 0 | 268073.0209 | 0 | -1361.6171 | 0 | 0 | 92174.986 | 0 | -100812.3637 | 246401.6213 | 0 | 0 | 0 | 0 | 0 | 145589.2576 | 0 | 0 | 0 | 0 | -30000 | -30000 | 0 | 207764.2436 | 1963673.2094
2038 | 176937.1152 | 0% | 0 | 942834.2549 | 0% | 0 | 271137.5555 | 0% | 0 | 176937.1152 | 1036.6 | 0 | 177973.7152 | 942834.2549 | -19465 | 19465 | 923369.2549 | 271137.5555 | 0 | 0 | 271137.5555 | 0 | -1361.6171 | 0 | 0 | 96747.7613 | 0 | -101316.4255 | 247633.6294 | 0 | 0 | 0 | 0 | 0 | 146317.2039 | 0 | 0 | 0 | 0 | -30000 | -30000 | 0 | 213064.9652 | 2176738.1746
2039 | 178513.7408 | 0% | 0 | 951220.854 | 0% | 0 | 274202.0901 | 0% | 0 | 178513.7408 | 1036.6 | 0 | 179550.3408 | 951220.854 | -19465 | 19465 | 931755.854 | 274202.0901 | 0 | 0 | 274202.0901 | 0 | -1361.6171 | 0 | 0 | 101278.2815 | 0 | -101823.0077 | 248871.7976 | 0 | 0 | 0 | 0 | 0 | 147048.7899 | 0 | 0 | 0 | 0 | -30000 | -30000 | 0 | 218327.0715 | 2395065.246
2040 | 180090.3664 | 0% | 0 | 959607.4531 | 0% | 0 | 277266.6246 | 0% | 0 | 180090.3664 | 1036.6 | 0 | 181126.9664 | 959607.4531 | -19465 | 19465 | 940142.4531 | 277266.6246 | 0 | 0 | 277266.6246 | 0 | -1361.6171 | 0 | 0 | 106029.7246 | 0 | -102332.1227 | 250116.1566 | 0 | 0 | 0 | 0 | 0 | 147784.0339 | 0 | 0 | 0 | 0 | -30000 | -30000 | 0 | 223813.7585 | 2618879.0045
2041 | 181666.992 | 0% | 0 | 967994.0523 | 0% | 0 | 280331.1592 | 0% | 0 | 181666.992 | 1036.6 | 0 | 182703.592 | 967994.0523 | -19465 | 19465 | 948529.0523 | 280331.1592 | 0 | 0 | 280331.1592 | 0 | -1361.6171 | 0 | 0 | 110632.6997 | 0 | -102843.7833 | 251366.7374 | 0 | 0 | 0 | 0 | 0 | 148522.954 | 0 | 0 | 0 | 0 | -30000 | -30000 | 0 | 229155.6537 | 2848034.6582
2042 | 183243.6176 | 0% | 0 | 976380.6514 | 0% | 0 | 283395.6937 | 0% | 0 | 183243.6176 | 1036.6 | 0 | 184280.2176 | 976380.6514 | -19465 | 19465 | 956915.6514 | 283395.6937 | 0 | 0 | 283395.6937 | 0 | -1361.6171 | 0 | 0 | 115056.3108 | 0 | -103358.0022 | 252623.571 | 0 | 0 | 0 | 0 | 0 | 149265.5688 | 0 | 0 | 0 | 0 | -30000 | -30000 | 0 | 234321.8796 | 3082356.5378
2043 | 184820.2432 | 0% | 0 | 984767.2505 | 0% | 0 | 286460.2283 | 0% | 0 | 184820.2432 | 1036.6 | 0 | 185856.8432 | 984767.2505 | -19465 | 19465 | 965302.2505 | 286460.2283 | 0 | 0 | 286460.2283 | 0 | -1361.6171 | 0 | 0 | 120031.801 | 0 | -103874.7922 | 253886.6889 | 0 | 0 | 0 | 0 | 0 | 150011.8967 | 0 | 0 | 0 | 0 | -30000 | -30000 | 0 | 240043.6977 | 3322400.2355
2044 | 186396.8688 | 0% | 0 | 993153.8496 | 0% | 0 | 289524.7629 | 0% | 0 | 186396.8688 | 1036.6 | 0 | 187433.4688 | 993153.8496 | -19465 | 19465 | 973688.8496 | 289524.7629 | 0 | 0 | 289524.7629 | 0 | -1361.6171 | 0 | 0 | 125671.6251 | 0 | -104394.1662 | 255156.1223 | 0 | 0 | 0 | 0 | 0 | 150761.9561 | 0 | 0 | 0 | 0 | -30000 | -30000 | 0 | 246433.5813 | 3568833.8167
2045 | 187973.4944 | 0% | 0 | 1001540.4488 | 0% | 0 | 292589.2974 | 0% | 0 | 187973.4944 | 1036.6 | 0 | 189010.0944 | 1001540.4488 | -19465 | 19465 | 982075.4488 | 292589.2974 | 0 | 0 | 292589.2974 | 0 | -1361.6171 | 0 | 0 | 132136.9059 | 0 | -104916.137 | 256431.903 | 0 | 0 | 0 | 0 | 0 | 151515.7659 | 0 | 0 | 0 | 0 | -30000 | -30000 | 0 | 253652.6718 | 3822486.4885
2046 | 189550.12 | 0% | 0 | 1009927.0479 | 0% | 0 | 295653.832 | 0% | 0 | 189550.12 | 1036.6 | 0 | 190586.72 | 1009927.0479 | -19465 | 19465 | 990462.0479 | 295653.832 | 0 | 0 | 295653.832 | 0 | -1361.6171 | 0 | 0 | 139036.3038 | 0 | -105440.7177 | 257714.0625 | 0 | 0 | 0 | 0 | 0 | 152273.3447 | 0 | 0 | 0 | 0 | -30000 | -30000 | 0 | 261309.6485 | 4083796.137
2047 | 191126.7456 | 0% | 0 | 1018313.647 | 0% | 0 | 298718.3666 | 0% | 0 | 191126.7456 | 1036.6 | 0 | 192163.3456 | 1018313.647 | -19465 | 19465 | 998848.647 | 298718.3666 | 0 | 0 | 298718.3666 | 0 | -1361.6171 | 0 | 0 | 146424.1491 | 0 | -105967.9213 | 259002.6328 | 0 | 0 | 0 | 0 | 0 | 153034.7115 | 0 | 0 | 0 | 0 | -30000 | -30000 | 0 | 269458.8605 | 4353254.9976
2048 | 192703.3712 | 0% | 0 | 1026700.2462 | 0% | 0 | 301782.9011 | 0% | 0 | 192703.3712 | 1036.6 | 0 | 193739.9712 | 1026700.2462 | -19465 | 19465 | 1007235.2462 | 301782.9011 | 0 | 0 | 301782.9011 | 0 | -1361.6171 | 0 | 0 | 154359.3391 | 0 | -106497.7609 | 260297.6459 | 0 | 0 | 0 | 0 | 0 | 153799.885 | 0 | 0 | 0 | 0 | -30000 | -30000 | 0 | 278159.2241 | 4631414.2217
2049 | 194279.9968 | 0% | 0 | 1035086.8453 | 0% | 0 | 304847.4357 | 0% | 0 | 194279.9968 | 1036.6 | 0 | 195316.5968 | 1035086.8453 | -19465 | 19465 | 1015621.8453 | 304847.4357 | 0 | 0 | 304847.4357 | 0 | -1361.6171 | 0 | 0 | 162904.8589 | 0 | -107030.2497 | 261599.1342 | 0 | 0 | 0 | 0 | 0 | 154568.8845 | 0 | 0 | 0 | 0 | -30000 | -30000 | 0 | 287473.7433 | 4918887.965
2050 | 195856.6225 | 0% | 0 | 1043473.4444 | 0% | 0 | 307911.9702 | 0% | 0 | 195856.6225 | 1036.6 | 0 | 196893.2225 | 1043473.4444 | -19465 | 19465 | 1024008.4444 | 307911.9702 | 0 | 0 | 307911.9702 | 0 | -1361.6171 | 0 | 0 | 172127.3093 | 0 | -107565.401 | 262907.1298 | 0 | 0 | 0 | 0 | 0 | 155341.7289 | 0 | 0 | 0 | 0 | -30000 | -30000 | 0 | 297469.0382 | 5216357.0032
HOME

## RooftopPV
|  | Actionable Alternative: | Rooftop Solar PV | [6 empty] | NPV through 2050 | Cumulative Carbon Abatement (2010 - 2050) | Contribution toward Neutralilty in |  | Average
|  | Year Implemented: | 2015 | [5 empty] | Avoided Compliance Risk: | 230269.455 | 17910.9506 | 2050
|  | Reference Case: | BAU | [5 empty] | Incremental Fuel Savings (Cost): | 755653.897 | Average | 497.5264 |  | 58567.6114
|  |  | Return to Summary | [5 empty] | Avoided Capital Cost: | 0 | 497.5264 | 0.04551% |  | 0
|  | Wedge Group: | Renewable Energy | [5 empty] | New Capital Cost: | -3228284.5021 |  |  |  | -103487.8049
[9 empty] | Avoided Operating Costs: | 0 |  |  |  | 0
[9 empty] | New Operating Costs: | 0 |  |  |  | 0
[9 empty] | Incremental Cash Flow: | -2242361.1502
[9 empty] | DPI: | 0.3054
IRR:
[9 empty] | Simple Payback: | Check Calc
[9 empty] | Total Incremental Savings (Cost) w/o Compliance Savings: | -2472630.6052
[9 empty] | Levelized Cost (Savings) per MTCDE Avoided: | 426.6234
[9 empty] | Levelized Avoided Compliance Cost per MTCDE Avoided: | 39.7303
| Incremental Utility Demand Savings | [8 empty] | Electricity Supply |  |  |  | Steam Supply |  |  |  | Chilled Water Supply |  |  |  | GHG and Compliance Risk Reductions |  |  |  |  | Incremental Fuel Savings (Cost) | [8 empty] | Incremental Non-Fuel OPEX/Capital Savings (Cost) | [6 empty] | Cash Flow
| Reference Electric Load | % Reduction from Reference | Change in Electricity Demand | Reference Steam Load | % Reduction from Reference | Change in Steam Demand | Reference Chilled Water Load | % Reduction from Reference | Change in Chilled Water Demand | Beginning Required P/E | Displaced P/E | New Electricity Source | Ending Required P/E | Beginning Required Steam | Displaced Steam | New Heat Source | Ending Required Steam | Beginning Required Chilled Water | Displaced Chilled Water | New Cooling Source | Ending Required Chilled Water | Scope 1 | Scope 2 | Scope 3 (Commuting) | Scope 3 (Air Travel, other) | Avoided Compliance Risk | Electricity Savings | New Electricity Source Fuel Cost | Steam Savings | New Steam Source Fuel Cost | Chilled Water Savings | New Chilled Water Source Fuel Cost | NG Savings | Campus Fleet Fuel | Incremental Fuel Savings (Cost) | Avoided Capital Cost | New Capital Cost | Incremental Capital | Avoided Operating Costs | New Operating Costs | Incremental OPEX | Other Revenue | Incremental Cash Flow | Cumulative Cash Flow | Notes/Description of Assumptions Please describe all assumptions for modeling here: |  | Location | Total roof square footage | PV Panel Footprint | Tilt | KW | # of Panels | Cost per KW | Total Cost | Total kWh | CF
FYE | MWh |  | MWh | MMBtu |  | MMBtu | MMBtu |  | MMBtu | MWh | MWh | MWh | MWh | MMBtu | MMBtu | MMBtu | MMBtu | MMBtu | MMBtu | MMBtu | MMBtu | MTCDE | MTCDE | MTCDE | MTCDE | 2010 $ | 2010 $ | 2010 $ | 2010 $ | 2010 $ | 2010 $ | 2010 $ | 2010 $ | 2010 $ | 2010 $ | 2010 $ | 2010 $ | 2010 $ | 2010 $ | 2010 $ | 2010 $ | 2010 $ | 2010 $ | 2010 $ |  |  | Kelvin Smith Library (West wing) | 12000 | 3000 | Latitude | 47 |  | 6500 | 305500 | 56886.13 | 13.82%
2010 | 128552.6351 | 0% | 0 | 685461.0151 | 0% | 0 | 179442.3946 | 0% | 0 | 128552.6351 | 0 | 0 | 128552.6351 | 685461.0151 | 0 | 0 | 685461.0151 | 179442.3946 | 0 | 0 | 179442.3946 | 0 | 0 | 0 | 0 | 0 | 0 | 0 | 0 | 0 | 0 | 0 | 0 | 0 | 0 | 0 | 0 | 0 | 0 | 0 | 0 | 0 | 0 | 0 | 2015 | Online Date | Parking Lot (Lot 61) | 54000 | 27000 | 10 degrees | 525 | 2500 | 7500 | 3937500 | 643602 | 13.99%
2011 | 130129.2607 | 0% | 0 | 693847.6143 | 0% | 0 | 182506.9291 | 0% | 0 | 130129.2607 | 0 | 0 | 130129.2607 | 693847.6143 | 0 | 0 | 693847.6143 | 182506.9291 | 0 | 0 | 182506.9291 | 0 | 0 | 0 | 0 | 0 | 0 | 0 | 0 | 0 | 0 | 0 | 0 | 0 | 0 | 0 | 0 | 0 | 0 | 0 | 0 | 0 | 0 | 0
2012 | 133825.368 | 0% | 0 | 713508.4454 | 0% | 0 | 188515.5603 | 0% | 0 | 133825.368 | 0 | 0 | 133825.368 | 713508.4454 | 0 | 0 | 713508.4454 | 188515.5603 | 0 | 0 | 188515.5603 | 0 | 0 | 0 | 0 | 0 | 0 | 0 | 0 | 0 | 0 | 0 | 0 | 0 | 0 | 0 | 0 | 0 | 0 | 0 | 0 | 0 | 0 | 0 | 25 | Useful Life | Month | K Smith Library | Parking Lot
2013 | 135980.034 | 0% | 0 | 724969.8351 | 0% | 0 | 192383.0303 | 0% | 0 | 135980.034 | 0 | 0 | 135980.034 | 724969.8351 | 0 | 0 | 724969.8351 | 192383.0303 | 0 | 0 | 192383.0303 | 0 | 0 | 0 | 0 | 0 | 0 | 0 | 0 | 0 | 0 | 0 | 0 | 0 | 0 | 0 | 0 | 0 | 0 | 0 | 0 | 0 | 0 | 0 |  |  | January | 3160.19 | 27462.4
2014 | 137556.6596 | 0% | 0 | 733356.4343 | 0% | 0 | 195447.5648 | 0% | 0 | 137556.6596 | 0 | 0 | 137556.6596 | 733356.4343 | 0 | 0 | 733356.4343 | 195447.5648 | 0 | 0 | 195447.5648 | 0 | 0 | 0 | 0 | 0 | 0 | 0 | 0 | 0 | 0 | 0 | 0 | 0 | 0 | 0 | -4243000 | -4243000 | 0 | 0 | 0 | 0 | -4243000 | -4243000 | 700488.13 | Electricity Savings (kWh) | February | 3781.88 | 35561.4
2015 | 140674.7264 | 0% | 0 | 749942.4749 | 0% | 0 | 200653.2605 | 0% | 0 | 140674.7264 | -700.4881 | 700.4881 | 139974.2383 | 749942.4749 | 0 | 0 | 749942.4749 | 200653.2605 | 0 | 0 | 200653.2605 | 0 | -497.5264 | 0 | 0 | 5059.5136 | 61044.9883 | 0 | 0 | 0 | 0 | 0 | 0 | 0 | 61044.9883 | 0 | 0 | 0 | 0 | 0 | 0 | 0 | 66104.5019 | -4176895.4981 |  |  | March | 5026.43 | 52574.8
2016 | 142251.352 | 0% | 0 | 758329.074 | 0% | 0 | 203717.7951 | 0% | 0 | 142251.352 | -700.4881 | 700.4881 | 141550.8639 | 758329.074 | 0 | 0 | 758329.074 | 203717.7951 | 0 | 0 | 203717.7951 | 0 | -497.5264 | 0 | 0 | 5840.2168 | 61350.2133 | 0 | 0 | 0 | 0 | 0 | 0 | 0 | 61350.2133 | 0 | 0 | 0 | 0 | 0 | 0 | 0 | 67190.43 | -4109705.0681 | 4243000 | Capital Cost | April | 5664.2 | 66150.7
2017 | 143827.9776 | 0% | 0 | 766715.6731 | 0% | 0 | 206782.3297 | 0% | 0 | 143827.9776 | -700.4881 | 700.4881 | 143127.4895 | 766715.6731 | 0 | 0 | 766715.6731 | 206782.3297 | 0 | 0 | 206782.3297 | 0 | -497.5264 | 0 | 0 | 6657.33 | 61656.9643 | 0 | 0 | 0 | 0 | 0 | 0 | 0 | 61656.9643 | 0 | 0 | 0 | 0 | 0 | 0 | 0 | 68314.2943 | -4041390.7738 |  |  | May | 6287.63 | 79879.5
2018 | 145404.6032 | 0% | 0 | 775102.2723 | 0% | 0 | 209846.8642 | 0% | 0 | 145404.6032 | -700.4881 | 700.4881 | 144704.1151 | 775102.2723 | 0 | 0 | 775102.2723 | 209846.8642 | 0 | 0 | 209846.8642 | 0 | -497.5264 | 0 | 0 | 7509.7249 | 61965.2491 | 0 | 0 | 0 | 0 | 0 | 0 | 0 | 61965.2491 | 0 | 0 | 0 | 0 | 0 | 0 | 0 | 69474.9741 | -3971915.7997 |  | O&M | June | 6000.65 | 80079.8
2019 | 146981.2288 | 0% | 0 | 783488.8714 | 0% | 0 | 212911.3988 | 0% | 0 | 146981.2288 | -700.4881 | 700.4881 | 146280.7407 | 783488.8714 | 0 | 0 | 783488.8714 | 212911.3988 | 0 | 0 | 212911.3988 | 0 | -497.5264 | 0 | 0 | 8396.2849 | 62275.0754 | 0 | 0 | 0 | 0 | 0 | 0 | 0 | 62275.0754 | 0 | 0 | 0 | 0 | 0 | 0 | 0 | 70671.3603 | -3901244.4394 |  |  | July | 6169.67 | 80642.7
2020 | 148557.8544 | 0% | 0 | 791875.4705 | 0% | 0 | 215975.9334 | 0% | 0 | 148557.8544 | -700.4881 | 700.4881 | 147857.3663 | 791875.4705 | 0 | 0 | 791875.4705 | 215975.9334 | 0 | 0 | 215975.9334 | 0 | -497.5264 | 0 | 0 | 9315.9053 | 62586.4508 | 0 | 0 | 0 | 0 | 0 | 0 | 0 | 62586.4508 | 0 | 0 | 0 | 0 | 0 | 0 | 0 | 71902.3561 | -3829342.0833 |  |  | August | 6111.3 | 73518.2
2021 | 150134.48 | 0% | 0 | 800262.0697 | 0% | 0 | 219040.4679 | 0% | 0 | 150134.48 | -700.4881 | 700.4881 | 149433.9919 | 800262.0697 | 0 | 0 | 800262.0697 | 219040.4679 | 0 | 0 | 219040.4679 | 0 | -497.5264 | 0 | 0 | 10376.904 | 62899.383 | 0 | 0 | 0 | 0 | 0 | 0 | 0 | 62899.383 | 0 | 0 | 0 | 0 | 0 | 0 | 0 | 73276.287 | -3756065.7963 |  |  | September | 5443.74 | 59185.8
2022 | 151711.1056 | 0% | 0 | 808648.6688 | 0% | 0 | 222105.0025 | 0% | 0 | 151711.1056 | -700.4881 | 700.4881 | 151010.6175 | 808648.6688 | 0 | 0 | 808648.6688 | 222105.0025 | 0 | 0 | 222105.0025 | 0 | -497.5264 | 0 | 0 | 11478.8472 | 63213.8799 | 0 | 0 | 0 | 0 | 0 | 0 | 0 | 63213.8799 | 0 | 0 | 0 | 0 | 0 | 0 | 0 | 74692.7271 | -3681373.0692 |  |  | October | 4668.36 | 45319.7
2023 | 153287.7312 | 0% | 0 | 817035.2679 | 0% | 0 | 225169.537 | 0% | 0 | 153287.7312 | -700.4881 | 700.4881 | 152587.2431 | 817035.2679 | 0 | 0 | 817035.2679 | 225169.537 | 0 | 0 | 225169.537 | 0 | -497.5264 | 0 | 0 | 12620.084 | 63529.9493 | 0 | 0 | 0 | 0 | 0 | 0 | 0 | 63529.9493 | 0 | 0 | 0 | 0 | 0 | 0 | 0 | 76150.0334 | -3605223.0358 |  |  | November | 2535.24 | 23951.3
2024 | 154864.3568 | 0% | 0 | 825421.8671 | 0% | 0 | 228234.0716 | 0% | 0 | 154864.3568 | -700.4881 | 700.4881 | 154163.8687 | 825421.8671 | 0 | 0 | 825421.8671 | 228234.0716 | 0 | 0 | 228234.0716 | 0 | -497.5264 | 0 | 0 | 13798.9748 | 63847.5991 | 0 | 0 | 0 | 0 | 0 | 0 | 0 | 63847.5991 | 0 | 0 | 0 | 0 | 0 | 0 | 0 | 77646.5739 | -3527576.4619 |  |  | December | 2036.84 | 19275.7
2025 | 156440.9824 | 0% | 0 | 833808.4662 | 0% | 0 | 231298.6062 | 0% | 0 | 156440.9824 | -700.4881 | 700.4881 | 155740.4943 | 833808.4662 | 0 | 0 | 833808.4662 | 231298.6062 | 0 | 0 | 231298.6062 | 0 | -497.5264 | 0 | 0 | 15013.8913 | 64166.8371 | 0 | 0 | 0 | 0 | 0 | 0 | 0 | 64166.8371 | 0 | 0 | 0 | 0 | 0 | 0 | 0 | 79180.7284 | -3448395.7335 |  |  |  | 56886.13 | 643602
2026 | 158017.608 | 0% | 0 | 842195.0653 | 0% | 0 | 234363.1407 | 0% | 0 | 158017.608 | -700.4881 | 700.4881 | 157317.1199 | 842195.0653 | 0 | 0 | 842195.0653 | 234363.1407 | 0 | 0 | 234363.1407 | 0 | -497.5264 | 0 | 0 | 16387.2595 | 64487.6713 | 0 | 0 | 0 | 0 | 0 | 0 | 0 | 64487.6713 | 0 | 0 | 0 | 0 | 0 | 0 | 0 | 80874.9307 | -3367520.8028
2027 | 159594.2336 | 0% | 0 | 850581.6644 | 0% | 0 | 237427.6753 | 0% | 0 | 159594.2336 | -700.4881 | 700.4881 | 158893.7455 | 850581.6644 | 0 | 0 | 850581.6644 | 237427.6753 | 0 | 0 | 237427.6753 | 0 | -497.5264 | 0 | 0 | 17803.2656 | 64810.1096 | 0 | 0 | 0 | 0 | 0 | 0 | 0 | 64810.1096 | 0 | 0 | 0 | 0 | 0 | 0 | 0 | 82613.3752 | -3284907.4275 |  |  | Source: email from JL on 11-5-10
2028 | 161170.8592 | 0% | 0 | 858968.2636 | 0% | 0 | 240492.2099 | 0% | 0 | 161170.8592 | -700.4881 | 700.4881 | 160470.3711 | 858968.2636 | 0 | 0 | 858968.2636 | 240492.2099 | 0 | 0 | 240492.2099 | 0 | -497.5264 | 0 | 0 | 19259.8398 | 65134.1602 | 0 | 0 | 0 | 0 | 0 | 0 | 0 | 65134.1602 | 0 | 0 | 0 | 0 | 0 | 0 | 0 | 84394 | -3200513.4275
2029 | 162747.4848 | 0% | 0 | 867354.8627 | 0% | 0 | 243556.7444 | 0% | 0 | 162747.4848 | -700.4881 | 700.4881 | 162046.9967 | 867354.8627 | 0 | 0 | 867354.8627 | 243556.7444 | 0 | 0 | 243556.7444 | 0 | -497.5264 | 0 | 0 | 20754.923 | 65459.831 | 0 | 0 | 0 | 0 | 0 | 0 | 0 | 65459.831 | 0 | 0 | 0 | 0 | 0 | 0 | 0 | 86214.754 | -3114298.6735
2030 | 164324.1104 | 0% | 0 | 875741.4618 | 0% | 0 | 246621.279 | 0% | 0 | 164324.1104 | -700.4881 | 700.4881 | 163623.6223 | 875741.4618 | 0 | 0 | 875741.4618 | 246621.279 | 0 | 0 | 246621.279 | 0 | -497.5264 | 0 | 0 | 22286.4672 | 65787.1301 | 0 | 0 | 0 | 0 | 0 | 0 | 0 | 65787.1301 | 0 | 0 | 0 | 0 | 0 | 0 | 0 | 88073.5974 | -3026225.0762
2031 | 165900.736 | 0% | 0 | 884128.061 | 0% | 0 | 249685.8135 | 0% | 0 | 165900.736 | -700.4881 | 700.4881 | 165200.2479 | 884128.061 | 0 | 0 | 884128.061 | 249685.8135 | 0 | 0 | 249685.8135 | 0 | -497.5264 | 0 | 0 | 24040.2326 | 66116.0658 | 0 | 0 | 0 | 0 | 0 | 0 | 0 | 66116.0658 | 0 | 0 | 0 | 0 | 0 | 0 | 0 | 90156.2984 | -2936068.7778
2032 | 167477.3616 | 0% | 0 | 892514.6601 | 0% | 0 | 252750.3481 | 0% | 0 | 167477.3616 | -700.4881 | 700.4881 | 166776.8735 | 892514.6601 | 0 | 0 | 892514.6601 | 252750.3481 | 0 | 0 | 252750.3481 | 0 | -497.5264 | 0 | 0 | 25836.9288 | 66446.6461 | 0 | 0 | 0 | 0 | 0 | 0 | 0 | 66446.6461 | 0 | 0 | 0 | 0 | 0 | 0 | 0 | 92283.5749 | -2843785.2029
2033 | 169053.9872 | 0% | 0 | 900901.2592 | 0% | 0 | 255814.8827 | 0% | 0 | 169053.9872 | -700.4881 | 700.4881 | 168353.4991 | 900901.2592 | 0 | 0 | 900901.2592 | 255814.8827 | 0 | 0 | 255814.8827 | 0 | -497.5264 | 0 | 0 | 27447.5592 | 66778.8793 | 0 | 0 | 0 | 0 | 0 | 0 | 0 | 66778.8793 | 0 | 0 | 0 | 0 | 0 | 0 | 0 | 94226.4385 | -2749558.7644
2034 | 170630.6128 | 0% | 0 | 909287.8584 | 0% | 0 | 258879.4172 | 0% | 0 | 170630.6128 | -700.4881 | 700.4881 | 169930.1247 | 909287.8584 | 0 | 0 | 909287.8584 | 258879.4172 | 0 | 0 | 258879.4172 | 0 | -497.5264 | 0 | 0 | 28862.9886 | 67112.7737 | 0 | 0 | 0 | 0 | 0 | 0 | 0 | 67112.7737 | 0 | 0 | 0 | 0 | 0 | 0 | 0 | 95975.7623 | -2653583.0021
2035 | 172207.2384 | 0% | 0 | 917674.4575 | 0% | 0 | 261943.9518 | 0% | 0 | 172207.2384 | -700.4881 | 700.4881 | 171506.7503 | 917674.4575 | 0 | 0 | 917674.4575 | 261943.9518 | 0 | 0 | 261943.9518 | 0 | -497.5264 | 0 | 0 | 30307.4809 | 67448.3376 | 0 | 0 | 0 | 0 | 0 | 0 | 0 | 67448.3376 | 0 | 0 | 0 | 0 | 0 | 0 | 0 | 97755.8185 | -2555827.1836
2036 | 173783.864 | 0% | 0 | 926061.0566 | 0% | 0 | 265008.4864 | 0% | 0 | 173783.864 | -700.4881 | 700.4881 | 173083.3759 | 926061.0566 | 0 | 0 | 926061.0566 | 265008.4864 | 0 | 0 | 265008.4864 | 0 | -497.5264 | 0 | 0 | 31997.496 | 67785.5793 | 0 | 0 | 0 | 0 | 0 | 0 | 0 | 67785.5793 | 0 | 0 | 0 | 0 | 0 | 0 | 0 | 99783.0753 | -2456044.1083
2037 | 175360.4896 | 0% | 0 | 934447.6557 | 0% | 0 | 268073.0209 | 0% | 0 | 175360.4896 | -700.4881 | 700.4881 | 174660.0015 | 934447.6557 | 0 | 0 | 934447.6557 | 268073.0209 | 0 | 0 | 268073.0209 | 0 | -497.5264 | 0 | 0 | 33680.165 | 68124.5072 | 0 | 0 | 0 | 0 | 0 | 0 | 0 | 68124.5072 | 0 | 0 | 0 | 0 | 0 | 0 | 0 | 101804.6721 | -2354239.4362
2038 | 176937.1152 | 0% | 0 | 942834.2549 | 0% | 0 | 271137.5555 | 0% | 0 | 176937.1152 | -700.4881 | 700.4881 | 176236.6271 | 942834.2549 | 0 | 0 | 942834.2549 | 271137.5555 | 0 | 0 | 271137.5555 | 0 | -497.5264 | 0 | 0 | 35351.0285 | 68465.1297 | 0 | 0 | 0 | 0 | 0 | 0 | 0 | 68465.1297 | 0 | 0 | 0 | 0 | 0 | 0 | 0 | 103816.1582 | -2250423.2779
2039 | 178513.7408 | 0% | 0 | 951220.854 | 0% | 0 | 274202.0901 | 0% | 0 | 178513.7408 | -700.4881 | 700.4881 | 177813.2527 | 951220.854 | 0 | 0 | 951220.854 | 274202.0901 | 0 | 0 | 274202.0901 | 0 | -497.5264 | 0 | 0 | 37006.4524 | 68807.4554 | 0 | 0 | 0 | 0 | 0 | 0 | 0 | 68807.4554 | 0 | 0 | 0 | 0 | 0 | 0 | 0 | 105813.9077 | -2144609.3702
2040 | 180090.3664 | 0% | 0 | 959607.4531 | 0% | 0 | 277266.6246 | 0% | 0 | 180090.3664 | -700.4881 | 700.4881 | 179389.8783 | 959607.4531 | 0 | 0 | 959607.4531 | 277266.6246 | 0 | 0 | 277266.6246 | 0 | -497.5264 | 0 | 0 | 38742.6 | 69151.4926 | 0 | 0 | 0 | 0 | 0 | 0 | 0 | 69151.4926 | 0 | 0 | 0 | 0 | 0 | 0 | 0 | 107894.0927 | -2036715.2775
2041 | 181666.992 | 0% | 0 | 967994.0523 | 0% | 0 | 280331.1592 | 0% | 0 | 181666.992 | -700.4881 | 700.4881 | 180966.5039 | 967994.0523 | 0 | 0 | 967994.0523 | 280331.1592 | 0 | 0 | 280331.1592 | 0 | -497.5264 | 0 | 0 | 40424.4984 | 69497.2501 | 0 | 0 | 0 | 0 | 0 | 0 | 0 | 69497.2501 | 0 | 0 | 0 | 0 | 0 | 0 | 0 | 109921.7485 | -1926793.529
2042 | 183243.6176 | 0% | 0 | 976380.6514 | 0% | 0 | 283395.6937 | 0% | 0 | 183243.6176 | -700.4881 | 700.4881 | 182543.1295 | 976380.6514 | 0 | 0 | 976380.6514 | 283395.6937 | 0 | 0 | 283395.6937 | 0 | -497.5264 | 0 | 0 | 42040.8583 | 69844.7364 | 0 | 0 | 0 | 0 | 0 | 0 | 0 | 69844.7364 | 0 | 0 | 0 | 0 | 0 | 0 | 0 | 111885.5947 | -1814907.9343
2043 | 184820.2432 | 0% | 0 | 984767.2505 | 0% | 0 | 286460.2283 | 0% | 0 | 184820.2432 | -700.4881 | 700.4881 | 184119.7551 | 984767.2505 | 0 | 0 | 984767.2505 | 286460.2283 | 0 | 0 | 286460.2283 | 0 | -497.5264 | 0 | 0 | 43858.8714 | 70193.96 | 0 | 0 | 0 | 0 | 0 | 0 | 0 | 70193.96 | 0 | 0 | 0 | 0 | 0 | 0 | 0 | 114052.8315 | -1700855.1029
2044 | 186396.8688 | 0% | 0 | 993153.8496 | 0% | 0 | 289524.7629 | 0% | 0 | 186396.8688 | -700.4881 | 700.4881 | 185696.3807 | 993153.8496 | 0 | 0 | 993153.8496 | 289524.7629 | 0 | 0 | 289524.7629 | 0 | -497.5264 | 0 | 0 | 45919.628 | 70544.9298 | 0 | 0 | 0 | 0 | 0 | 0 | 0 | 70544.9298 | 0 | 0 | 0 | 0 | 0 | 0 | 0 | 116464.5578 | -1584390.5451
2045 | 187973.4944 | 0% | 0 | 1001540.4488 | 0% | 0 | 292589.2974 | 0% | 0 | 187973.4944 | -700.4881 | 700.4881 | 187273.0063 | 1001540.4488 | 0 | 0 | 1001540.4488 | 292589.2974 | 0 | 0 | 292589.2974 | 0 | -497.5264 | 0 | 0 | 48282.0012 | 70897.6545 | 0 | 0 | 0 | 0 | 0 | 0 | 0 | 70897.6545 | 0 | 0 | 0 | 0 | 0 | 0 | 0 | 119179.6557 | -1465210.8893
2046 | 189550.12 | 0% | 0 | 1009927.0479 | 0% | 0 | 295653.832 | 0% | 0 | 189550.12 | -700.4881 | 700.4881 | 188849.6319 | 1009927.0479 | 0 | 0 | 1009927.0479 | 295653.832 | 0 | 0 | 295653.832 | 0 | -497.5264 | 0 | 0 | 50802.9982 | 71252.1428 | 0 | 0 | 0 | 0 | 0 | 0 | 0 | 71252.1428 | 0 | 0 | 0 | 0 | 0 | 0 | 0 | 122055.1409 | -1343155.7484
2047 | 191126.7456 | 0% | 0 | 1018313.647 | 0% | 0 | 298718.3666 | 0% | 0 | 191126.7456 | -700.4881 | 700.4881 | 190426.2575 | 1018313.647 | 0 | 0 | 1018313.647 | 298718.3666 | 0 | 0 | 298718.3666 | 0 | -497.5264 | 0 | 0 | 53502.4708 | 71608.4035 | 0 | 0 | 0 | 0 | 0 | 0 | 0 | 71608.4035 | 0 | 0 | 0 | 0 | 0 | 0 | 0 | 125110.8743 | -1218044.8741
2048 | 192703.3712 | 0% | 0 | 1026700.2462 | 0% | 0 | 301782.9011 | 0% | 0 | 192703.3712 | -700.4881 | 700.4881 | 192002.8831 | 1026700.2462 | 0 | 0 | 1026700.2462 | 301782.9011 | 0 | 0 | 301782.9011 | 0 | -497.5264 | 0 | 0 | 56401.9397 | 71966.4455 | 0 | 0 | 0 | 0 | 0 | 0 | 0 | 71966.4455 | 0 | 0 | 0 | 0 | 0 | 0 | 0 | 128368.3852 | -1089676.4889
2049 | 194279.9968 | 0% | 0 | 1035086.8453 | 0% | 0 | 304847.4357 | 0% | 0 | 194279.9968 | -700.4881 | 700.4881 | 193579.5087 | 1035086.8453 | 0 | 0 | 1035086.8453 | 304847.4357 | 0 | 0 | 304847.4357 | 0 | -497.5264 | 0 | 0 | 59524.4193 | 72326.2777 | 0 | 0 | 0 | 0 | 0 | 0 | 0 | 72326.2777 | 0 | 0 | 0 | 0 | 0 | 0 | 0 | 131850.6971 | -957825.7919
2050 | 195856.6225 | 0% | 0 | 1043473.4444 | 0% | 0 | 307911.9702 | 0% | 0 | 195856.6225 | -700.4881 | 700.4881 | 195156.1343 | 1043473.4444 | 0 | 0 | 1043473.4444 | 307911.9702 | 0 | 0 | 307911.9702 | 0 | -497.5264 | 0 | 0 | 62894.2452 | 72687.9091 | 0 | 0 | 0 | 0 | 0 | 0 | 0 | 72687.9091 | 0 | 0 | 0 | 0 | 0 | 0 | 0 | 135582.1543 | -822243.6375
HOME
Note on BD18: JLB: 275 square meters approximately
Note on BD19: JLB: 2500 square meters

## SolarDHW
|  | Actionable Alternative: | Solar DHW | [6 empty] | NPV through 2050 | Cumulative Carbon Abatement (2010 - 2050) | Contribution toward Neutralilty in |  | Average
|  | Year Implemented: | 2012 | [5 empty] | Avoided Compliance Risk: | 19488.0307 | 1642.1483 | 2050
|  | Reference Case: | BAU | [5 empty] | Incremental Fuel Savings (Cost): | 65443.3669 | Average | 42.1064 |  | 4572.7902
|  |  | Return to Summary | [5 empty] | Avoided Capital Cost: | 0 | 42.1064 | 0.003851% |  | 0
|  | Wedge Group: | On Campus Renewable Energy | [5 empty] | New Capital Cost: | -69075.2063 |  |  |  | -2995.122
[9 empty] | Avoided Operating Costs: | 0 |  |  |  | 0
[9 empty] | New Operating Costs: | 0 |  |  |  | 0
[9 empty] | Incremental Cash Flow: | 15856.1914
[9 empty] | DPI: | 1.2295
[9 empty] | IRR: | 7.665%
[9 empty] | Simple Payback: | 12.1736
[9 empty] | Total Incremental Savings (Cost) w/o Compliance Savings: | -3631.8394
[9 empty] | Levelized Cost (Savings) per MTCDE Avoided: | 6.1336
[9 empty] | Levelized Avoided Compliance Cost per MTCDE Avoided: | 32.9124
| Incremental Utility Demand Savings | [8 empty] | Electricity Supply |  |  |  | Steam Supply |  |  |  | Chilled Water Supply |  |  |  | GHG and Compliance Risk Reductions |  |  |  |  | Incremental Fuel Savings (Cost) | [8 empty] | Incremental Non-Fuel OPEX/Capital Savings (Cost) | [6 empty] | Cash Flow
| Reference Electric Load | % Reduction from Reference | Change in Electricity Demand | Reference Steam Load | % Reduction from Reference | Change in Steam Demand | Reference Chilled Water Load | % Reduction from Reference | Change in Chilled Water Demand | Beginning Required P/E | Displaced P/E | New Electricity Source | Ending Required P/E | Beginning Required Steam | Displaced Steam | New Heat Source | Ending Required Steam | Beginning Required Chilled Water | Displaced Chilled Water | New Cooling Source | Ending Required Chilled Water | Scope 1 | Scope 2 | Scope 3 (Commuting) | Scope 3 (Air Travel, other) | Avoided Compliance Risk | Electricity Savings | New Electricity Source Fuel Cost | Steam Savings | New Steam Source Fuel Cost | Chilled Water Savings | New Chilled Water Source Fuel Cost | NG Savings | Campus Fleet Fuel | Incremental Fuel Savings (Cost) | Avoided Capital Cost | New Capital Cost | Incremental Capital | Avoided Operating Costs | New Operating Costs | Incremental OPEX | Other Revenue | Incremental Cash Flow | Cumulative Cash Flow | Notes/Description of Assumptions Please describe all assumptions for modeling here: |  | Location | Roof Area (sq meters) | Available Space for Panels (sq meters) | # of panels | Baseline (Mmbtu) | Proposed (Mmbtu) | Savings (MMBtu) | Installed Cost per panel ($) | Total Panel cost | Cost of Storage tank | Total Installed Costs
FYE | MWh |  | MWh | MMBtu |  | MMBtu | MMBtu |  | MMBtu | MWh | MWh | MWh | MWh | MMBtu | MMBtu | MMBtu | MMBtu | MMBtu | MMBtu | MMBtu | MMBtu | MTCDE | MTCDE | MTCDE | MTCDE | 2010 $ | 2010 $ | 2010 $ | 2010 $ | 2010 $ | 2010 $ | 2010 $ | 2010 $ | 2010 $ | 2010 $ | 2010 $ | 2010 $ | 2010 $ | 2010 $ | 2010 $ | 2010 $ | 2010 $ | 2010 $ | 2010 $ |  |  | Sherman Hall - North Residnential Campus | 575 | 275 | 94 | 685.0297 | 225.4035 | 459.6262 | 600 | 56400 | 5000 | 61400
2010 | 128552.6351 | 0% | 0 | 685461.0151 | 0% | 0 | 179442.3946 | 0% | 0 | 128552.6351 | 0 | 0 | 128552.6351 | 685461.0151 | 0 | 0 | 685461.0151 | 179442.3946 | 0 | 0 | 179442.3946 | 0 | 0 | 0 | 0 | 0 | 0 | 0 | 0 | 0 | 0 | 0 | 0 | 0 | 0 | 0 | 0 | 0 | 0 | 0 | 0 | 0 | 0 | 0 | 2012 | Online Date
2011 | 130129.2607 | 0% | 0 | 693847.6143 | 0% | 0 | 182506.9291 | 0% | 0 | 130129.2607 | 0 | 0 | 130129.2607 | 693847.6143 | 0 | 0 | 693847.6143 | 182506.9291 | 0 | 0 | 182506.9291 | 0 | 0 | 0 | 0 | 0 | 0 | 0 | 0 | 0 | 0 | 0 | 0 | 0 | 0 | 0 | -61400 | -61400 | 0 | 0 | 0 | 0 | -61400 | -61400 |  |  | Source: Email from JL on 11_5_10
2012 | 133825.368 | 0% | 0 | 713508.4454 | 0% | 0 | 188515.5603 | 0% | 0 | 133825.368 | 0 | 0 | 133825.368 | 713508.4454 | -390.6823 | 390.6823 | 713117.7631 | 188515.5603 | 0 | 0 | 188515.5603 | 0 | -42.1064 | 0 | 0 | 0 | 0 | 0 | 4365.7751 | 0 | 0 | 0 | 0 | 0 | 4365.7751 | 0 | 0 | 0 | 0 | 0 | 0 | 0 | 4365.7751 | -57034.2249 | 25 | Useful Life (yrs)
2013 | 135980.034 | 0% | 0 | 724969.8351 | 0% | 0 | 192383.0303 | 0% | 0 | 135980.034 | 0 | 0 | 135980.034 | 724969.8351 | -390.6823 | 390.6823 | 724579.1528 | 192383.0303 | 0 | 0 | 192383.0303 | 0 | -42.1064 | 0 | 0 | 0 | 0 | 0 | 4387.604 | 0 | 0 | 0 | 0 | 0 | 4387.604 | 0 | 0 | 0 | 0 | 0 | 0 | 0 | 4387.604 | -52646.6209
2014 | 137556.6596 | 0% | 0 | 733356.4343 | 0% | 0 | 195447.5648 | 0% | 0 | 137556.6596 | 0 | 0 | 137556.6596 | 733356.4343 | -390.6823 | 390.6823 | 732965.752 | 195447.5648 | 0 | 0 | 195447.5648 | 0 | -42.1064 | 0 | 0 | 0 | 0 | 0 | 4409.542 | 0 | 0 | 0 | 0 | 0 | 4409.542 | 0 | 0 | 0 | 0 | 0 | 0 | 0 | 4409.542 | -48237.079 | 459.6262 | Energy Reductions (Mmbtu of NG)
2015 | 140674.7264 | 0% | 0 | 749942.4749 | 0% | 0 | 200653.2605 | 0% | 0 | 140674.7264 | 0 | 0 | 140674.7264 | 749942.4749 | -390.6823 | 390.6823 | 749551.7926 | 200653.2605 | 0 | 0 | 200653.2605 | 0 | -42.1064 | 0 | 0 | 428.1938 | 0 | 0 | 4431.5897 | 0 | 0 | 0 | 0 | 0 | 4431.5897 | 0 | 0 | 0 | 0 | 0 | 0 | 0 | 4859.7835 | -43377.2954
2016 | 142251.352 | 0% | 0 | 758329.074 | 0% | 0 | 203717.7951 | 0% | 0 | 142251.352 | 0 | 0 | 142251.352 | 758329.074 | -390.6823 | 390.6823 | 757938.3917 | 203717.7951 | 0 | 0 | 203717.7951 | 0 | -42.1064 | 0 | 0 | 494.2658 | 0 | 0 | 4453.7476 | 0 | 0 | 0 | 0 | 0 | 4453.7476 | 0 | 0 | 0 | 0 | 0 | 0 | 0 | 4948.0135 | -38429.282 | 85% | Efficiency
2017 | 143827.9776 | 0% | 0 | 766715.6731 | 0% | 0 | 206782.3297 | 0% | 0 | 143827.9776 | 0 | 0 | 143827.9776 | 766715.6731 | -390.6823 | 390.6823 | 766324.9908 | 206782.3297 | 0 | 0 | 206782.3297 | 0 | -42.1064 | 0 | 0 | 563.4193 | 0 | 0 | 4476.0164 | 0 | 0 | 0 | 0 | 0 | 4476.0164 | 0 | 0 | 0 | 0 | 0 | 0 | 0 | 5039.4357 | -33389.8463
2018 | 145404.6032 | 0% | 0 | 775102.2723 | 0% | 0 | 209846.8642 | 0% | 0 | 145404.6032 | 0 | 0 | 145404.6032 | 775102.2723 | -390.6823 | 390.6823 | 774711.59 | 209846.8642 | 0 | 0 | 209846.8642 | 0 | -42.1064 | 0 | 0 | 635.5587 | 0 | 0 | 4498.3965 | 0 | 0 | 0 | 0 | 0 | 4498.3965 | 0 | 0 | 0 | 0 | 0 | 0 | 0 | 5133.9551 | -28255.8912 | 390.6823 | Energy Reductions (Mmbtu of Steam)
2019 | 146981.2288 | 0% | 0 | 783488.8714 | 0% | 0 | 212911.3988 | 0% | 0 | 146981.2288 | 0 | 0 | 146981.2288 | 783488.8714 | -390.6823 | 390.6823 | 783098.1891 | 212911.3988 | 0 | 0 | 212911.3988 | 0 | -42.1064 | 0 | 0 | 710.5895 | 0 | 0 | 4520.8884 | 0 | 0 | 0 | 0 | 0 | 4520.8884 | 0 | 0 | 0 | 0 | 0 | 0 | 0 | 5231.478 | -23024.4132
2020 | 148557.8544 | 0% | 0 | 791875.4705 | 0% | 0 | 215975.9334 | 0% | 0 | 148557.8544 | 0 | 0 | 148557.8544 | 791875.4705 | -390.6823 | 390.6823 | 791484.7882 | 215975.9334 | 0 | 0 | 215975.9334 | 0 | -42.1064 | 0 | 0 | 788.4183 | 0 | 0 | 4543.4929 | 0 | 0 | 0 | 0 | 0 | 4543.4929 | 0 | 0 | 0 | 0 | 0 | 0 | 0 | 5331.9112 | -17692.502 | 61400 | Capital Expense
2021 | 150134.48 | 0% | 0 | 800262.0697 | 0% | 0 | 219040.4679 | 0% | 0 | 150134.48 | 0 | 0 | 150134.48 | 800262.0697 | -390.6823 | 390.6823 | 799871.3874 | 219040.4679 | 0 | 0 | 219040.4679 | 0 | -42.1064 | 0 | 0 | 878.2121 | 0 | 0 | 4566.2104 | 0 | 0 | 0 | 0 | 0 | 4566.2104 | 0 | 0 | 0 | 0 | 0 | 0 | 0 | 5444.4225 | -12248.0796
2022 | 151711.1056 | 0% | 0 | 808648.6688 | 0% | 0 | 222105.0025 | 0% | 0 | 151711.1056 | 0 | 0 | 151711.1056 | 808648.6688 | -390.6823 | 390.6823 | 808257.9865 | 222105.0025 | 0 | 0 | 222105.0025 | 0 | -42.1064 | 0 | 0 | 971.4711 | 0 | 0 | 4589.0414 | 0 | 0 | 0 | 0 | 0 | 4589.0414 | 0 | 0 | 0 | 0 | 0 | 0 | 0 | 5560.5125 | -6687.567 | 0% | O&M as % of Capital
2023 | 153287.7312 | 0% | 0 | 817035.2679 | 0% | 0 | 225169.537 | 0% | 0 | 153287.7312 | 0 | 0 | 153287.7312 | 817035.2679 | -390.6823 | 390.6823 | 816644.5856 | 225169.537 | 0 | 0 | 225169.537 | 0 | -42.1064 | 0 | 0 | 1068.0556 | 0 | 0 | 4611.9866 | 0 | 0 | 0 | 0 | 0 | 4611.9866 | 0 | 0 | 0 | 0 | 0 | 0 | 0 | 5680.0422 | -1007.5248
2024 | 154864.3568 | 0% | 0 | 825421.8671 | 0% | 0 | 228234.0716 | 0% | 0 | 154864.3568 | 0 | 0 | 154864.3568 | 825421.8671 | -390.6823 | 390.6823 | 825031.1847 | 228234.0716 | 0 | 0 | 228234.0716 | 0 | -42.1064 | 0 | 0 | 1167.8268 | 0 | 0 | 4635.0465 | 0 | 0 | 0 | 0 | 0 | 4635.0465 | 0 | 0 | 0 | 0 | 0 | 0 | 0 | 5802.8734 | 4795.3486 | More details below:
2025 | 156440.9824 | 0% | 0 | 833808.4662 | 0% | 0 | 231298.6062 | 0% | 0 | 156440.9824 | 0 | 0 | 156440.9824 | 833808.4662 | -390.6823 | 390.6823 | 833417.7839 | 231298.6062 | 0 | 0 | 231298.6062 | 0 | -42.1064 | 0 | 0 | 1270.6469 | 0 | 0 | 4658.2218 | 0 | 0 | 0 | 0 | 0 | 4658.2218 | 0 | 0 | 0 | 0 | 0 | 0 | 0 | 5928.8687 | 10724.2173
2026 | 158017.608 | 0% | 0 | 842195.0653 | 0% | 0 | 234363.1407 | 0% | 0 | 158017.608 | 0 | 0 | 158017.608 | 842195.0653 | -390.6823 | 390.6823 | 841804.383 | 234363.1407 | 0 | 0 | 234363.1407 | 0 | -42.1064 | 0 | 0 | 1386.877 | 0 | 0 | 4681.5129 | 0 | 0 | 0 | 0 | 0 | 4681.5129 | 0 | 0 | 0 | 0 | 0 | 0 | 0 | 6068.3899 | 16792.6072 | Need to size for Veale/Emerson
2027 | 159594.2336 | 0% | 0 | 850581.6644 | 0% | 0 | 237427.6753 | 0% | 0 | 159594.2336 | 0 | 0 | 159594.2336 | 850581.6644 | -390.6823 | 390.6823 | 850190.9821 | 237427.6753 | 0 | 0 | 237427.6753 | 0 | -42.1064 | 0 | 0 | 1506.7156 | 0 | 0 | 4704.9205 | 0 | 0 | 0 | 0 | 0 | 4704.9205 | 0 | 0 | 0 | 0 | 0 | 0 | 0 | 6211.6361 | 23004.2433 |  | Units
2028 | 161170.8592 | 0% | 0 | 858968.2636 | 0% | 0 | 240492.2099 | 0% | 0 | 161170.8592 | 0 | 0 | 161170.8592 | 858968.2636 | -390.6823 | 390.6823 | 858577.5813 | 240492.2099 | 0 | 0 | 240492.2099 | 0 | -42.1064 | 0 | 0 | 1629.9876 | 0 | 0 | 4728.4451 | 0 | 0 | 0 | 0 | 0 | 4728.4451 | 0 | 0 | 0 | 0 | 0 | 0 | 0 | 6358.4326 | 29362.6759 |  | Occupancy Rate
2029 | 162747.4848 | 0% | 0 | 867354.8627 | 0% | 0 | 243556.7444 | 0% | 0 | 162747.4848 | 0 | 0 | 162747.4848 | 867354.8627 | -390.6823 | 390.6823 | 866964.1804 | 243556.7444 | 0 | 0 | 243556.7444 | 0 | -42.1064 | 0 | 0 | 1756.5186 | 0 | 0 | 4752.0873 | 0 | 0 | 0 | 0 | 0 | 4752.0873 | 0 | 0 | 0 | 0 | 0 | 0 | 0 | 6508.6059 | 35871.2818 |  | Gallon storage Tank
2030 | 164324.1104 | 0% | 0 | 875741.4618 | 0% | 0 | 246621.279 | 0% | 0 | 164324.1104 | 0 | 0 | 164324.1104 | 875741.4618 | -390.6823 | 390.6823 | 875350.7795 | 246621.279 | 0 | 0 | 246621.279 | 0 | -42.1064 | 0 | 0 | 1886.1353 | 0 | 0 | 4775.8477 | 0 | 0 | 0 | 0 | 0 | 4775.8477 | 0 | 0 | 0 | 0 | 0 | 0 | 0 | 6661.9831 | 42533.2648 |  | Estimate daily water use in gallons
2031 | 165900.736 | 0% | 0 | 884128.061 | 0% | 0 | 249685.8135 | 0% | 0 | 165900.736 | 0 | 0 | 165900.736 | 884128.061 | -390.6823 | 390.6823 | 883737.3786 | 249685.8135 | 0 | 0 | 249685.8135 | 0 | -42.1064 | 0 | 0 | 2034.559 | 0 | 0 | 4799.727 | 0 | 0 | 0 | 0 | 0 | 4799.727 | 0 | 0 | 0 | 0 | 0 | 0 | 0 | 6834.286 | 49367.5508 | 275 | Square meters of roof space needed
2032 | 167477.3616 | 0% | 0 | 892514.6601 | 0% | 0 | 252750.3481 | 0% | 0 | 167477.3616 | 0 | 0 | 167477.3616 | 892514.6601 | -390.6823 | 390.6823 | 892123.9778 | 252750.3481 | 0 | 0 | 252750.3481 | 0 | -42.1064 | 0 | 0 | 2186.616 | 0 | 0 | 4823.7256 | 0 | 0 | 0 | 0 | 0 | 4823.7256 | 0 | 0 | 0 | 0 | 0 | 0 | 0 | 7010.3415 | 56377.8923 | 94 | panels
2033 | 169053.9872 | 0% | 0 | 900901.2592 | 0% | 0 | 255814.8827 | 0% | 0 | 169053.9872 | 0 | 0 | 169053.9872 | 900901.2592 | -390.6823 | 390.6823 | 900510.5769 | 255814.8827 | 0 | 0 | 255814.8827 | 0 | -42.1064 | 0 | 0 | 2322.9259 | 0 | 0 | 4847.8442 | 0 | 0 | 0 | 0 | 0 | 4847.8442 | 0 | 0 | 0 | 0 | 0 | 0 | 0 | 7170.7701 | 63548.6624
2034 | 170630.6128 | 0% | 0 | 909287.8584 | 0% | 0 | 258879.4172 | 0% | 0 | 170630.6128 | 0 | 0 | 170630.6128 | 909287.8584 | -390.6823 | 390.6823 | 908897.176 | 258879.4172 | 0 | 0 | 258879.4172 | 0 | -42.1064 | 0 | 0 | 2442.7157 | 0 | 0 | 4872.0834 | 0 | 0 | 0 | 0 | 0 | 4872.0834 | 0 | 0 | 0 | 0 | 0 | 0 | 0 | 7314.7991 | 70863.4616
2035 | 172207.2384 | 0% | 0 | 917674.4575 | 0% | 0 | 261943.9518 | 0% | 0 | 172207.2384 | 0 | 0 | 172207.2384 | 917674.4575 | -390.6823 | 390.6823 | 917283.7752 | 261943.9518 | 0 | 0 | 261943.9518 | 0 | -42.1064 | 0 | 0 | 2564.9651 | 0 | 0 | 4896.4439 | 0 | 0 | 0 | 0 | 0 | 4896.4439 | 0 | 0 | 0 | 0 | 0 | 0 | 0 | 7461.409 | 78324.8705 | 5000 | Gallon storage Tank
2036 | 173783.864 | 0% | 0 | 926061.0566 | 0% | 0 | 265008.4864 | 0% | 0 | 173783.864 | 0 | 0 | 173783.864 | 926061.0566 | -390.6823 | 390.6823 | 925670.3743 | 265008.4864 | 0 | 0 | 265008.4864 | 0 | -42.1064 | 0 | 0 | 2707.9935 | 0 | 0 | 4920.9261 | 0 | 0 | 0 | 0 | 0 | 4920.9261 | 0 | -61400 | -61400 | 0 | 0 | 0 | 0 | -53771.0804 | 24553.7901 | 600 | per panel
2037 | 175360.4896 | 0% | 0 | 934447.6557 | 0% | 0 | 268073.0209 | 0% | 0 | 175360.4896 | 0 | 0 | 175360.4896 | 934447.6557 | -390.6823 | 390.6823 | 934056.9734 | 268073.0209 | 0 | 0 | 268073.0209 | 0 | -42.1064 | 0 | 0 | 2850.4002 | 0 | 0 | 4945.5307 | 0 | 0 | 0 | 0 | 0 | 4945.5307 | 0 | 0 | 0 | 0 | 0 | 0 | 0 | 7795.9309 | 32349.721 | 61400 | Total Capital in 1st year
2038 | 176937.1152 | 0% | 0 | 942834.2549 | 0% | 0 | 271137.5555 | 0% | 0 | 176937.1152 | 0 | 0 | 176937.1152 | 942834.2549 | -390.6823 | 390.6823 | 942443.5726 | 271137.5555 | 0 | 0 | 271137.5555 | 0 | -42.1064 | 0 | 0 | 2991.8077 | 0 | 0 | 4970.2584 | 0 | 0 | 0 | 0 | 0 | 4970.2584 | 0 | 0 | 0 | 0 | 0 | 0 | 0 | 7962.0661 | 40311.787
2039 | 178513.7408 | 0% | 0 | 951220.854 | 0% | 0 | 274202.0901 | 0% | 0 | 178513.7408 | 0 | 0 | 178513.7408 | 951220.854 | -390.6823 | 390.6823 | 950830.1717 | 274202.0901 | 0 | 0 | 274202.0901 | 0 | -42.1064 | 0 | 0 | 3131.9086 | 0 | 0 | 4995.1097 | 0 | 0 | 0 | 0 | 0 | 4995.1097 | 0 | 0 | 0 | 0 | 0 | 0 | 0 | 8127.0182 | 48438.8053
2040 | 180090.3664 | 0% | 0 | 959607.4531 | 0% | 0 | 277266.6246 | 0% | 0 | 180090.3664 | 0 | 0 | 180090.3664 | 959607.4531 | -390.6823 | 390.6823 | 959216.7708 | 277266.6246 | 0 | 0 | 277266.6246 | 0 | -42.1064 | 0 | 0 | 3278.8412 | 0 | 0 | 5020.0852 | 0 | 0 | 0 | 0 | 0 | 5020.0852 | 0 | 0 | 0 | 0 | 0 | 0 | 0 | 8298.9264 | 56737.7317
2041 | 181666.992 | 0% | 0 | 967994.0523 | 0% | 0 | 280331.1592 | 0% | 0 | 181666.992 | 0 | 0 | 181666.992 | 967994.0523 | -390.6823 | 390.6823 | 967603.3699 | 280331.1592 | 0 | 0 | 280331.1592 | 0 | -42.1064 | 0 | 0 | 3421.1827 | 0 | 0 | 5045.1856 | 0 | 0 | 0 | 0 | 0 | 5045.1856 | 0 | 0 | 0 | 0 | 0 | 0 | 0 | 8466.3683 | 65204.1
2042 | 183243.6176 | 0% | 0 | 976380.6514 | 0% | 0 | 283395.6937 | 0% | 0 | 183243.6176 | 0 | 0 | 183243.6176 | 976380.6514 | -390.6823 | 390.6823 | 975989.9691 | 283395.6937 | 0 | 0 | 283395.6937 | 0 | -42.1064 | 0 | 0 | 3557.9775 | 0 | 0 | 5070.4116 | 0 | 0 | 0 | 0 | 0 | 5070.4116 | 0 | 0 | 0 | 0 | 0 | 0 | 0 | 8628.3891 | 73832.489
2043 | 184820.2432 | 0% | 0 | 984767.2505 | 0% | 0 | 286460.2283 | 0% | 0 | 184820.2432 | 0 | 0 | 184820.2432 | 984767.2505 | -390.6823 | 390.6823 | 984376.5682 | 286460.2283 | 0 | 0 | 286460.2283 | 0 | -42.1064 | 0 | 0 | 3711.8385 | 0 | 0 | 5095.7636 | 0 | 0 | 0 | 0 | 0 | 5095.7636 | 0 | 0 | 0 | 0 | 0 | 0 | 0 | 8807.6021 | 82640.0912
2044 | 186396.8688 | 0% | 0 | 993153.8496 | 0% | 0 | 289524.7629 | 0% | 0 | 186396.8688 | 0 | 0 | 186396.8688 | 993153.8496 | -390.6823 | 390.6823 | 992763.1673 | 289524.7629 | 0 | 0 | 289524.7629 | 0 | -42.1064 | 0 | 0 | 3886.2433 | 0 | 0 | 5121.2424 | 0 | 0 | 0 | 0 | 0 | 5121.2424 | 0 | 0 | 0 | 0 | 0 | 0 | 0 | 9007.4857 | 91647.5769
2045 | 187973.4944 | 0% | 0 | 1001540.4488 | 0% | 0 | 292589.2974 | 0% | 0 | 187973.4944 | 0 | 0 | 187973.4944 | 1001540.4488 | -390.6823 | 390.6823 | 1001149.7665 | 292589.2974 | 0 | 0 | 292589.2974 | 0 | -42.1064 | 0 | 0 | 4086.1743 | 0 | 0 | 5146.8486 | 0 | 0 | 0 | 0 | 0 | 5146.8486 | 0 | 0 | 0 | 0 | 0 | 0 | 0 | 9233.0229 | 100880.5998
2046 | 189550.12 | 0% | 0 | 1009927.0479 | 0% | 0 | 295653.832 | 0% | 0 | 189550.12 | 0 | 0 | 189550.12 | 1009927.0479 | -390.6823 | 390.6823 | 1009536.3656 | 295653.832 | 0 | 0 | 295653.832 | 0 | -42.1064 | 0 | 0 | 4299.5298 | 0 | 0 | 5172.5829 | 0 | 0 | 0 | 0 | 0 | 5172.5829 | 0 | 0 | 0 | 0 | 0 | 0 | 0 | 9472.1127 | 110352.7125
2047 | 191126.7456 | 0% | 0 | 1018313.647 | 0% | 0 | 298718.3666 | 0% | 0 | 191126.7456 | 0 | 0 | 191126.7456 | 1018313.647 | -390.6823 | 390.6823 | 1017922.9647 | 298718.3666 | 0 | 0 | 298718.3666 | 0 | -42.1064 | 0 | 0 | 4527.99 | 0 | 0 | 5198.4458 | 0 | 0 | 0 | 0 | 0 | 5198.4458 | 0 | 0 | 0 | 0 | 0 | 0 | 0 | 9726.4358 | 120079.1483
2048 | 192703.3712 | 0% | 0 | 1026700.2462 | 0% | 0 | 301782.9011 | 0% | 0 | 192703.3712 | 0 | 0 | 192703.3712 | 1026700.2462 | -390.6823 | 390.6823 | 1026309.5639 | 301782.9011 | 0 | 0 | 301782.9011 | 0 | -42.1064 | 0 | 0 | 4773.3762 | 0 | 0 | 5224.438 | 0 | 0 | 0 | 0 | 0 | 5224.438 | 0 | 0 | 0 | 0 | 0 | 0 | 0 | 9997.8142 | 130076.9626
2049 | 194279.9968 | 0% | 0 | 1035086.8453 | 0% | 0 | 304847.4357 | 0% | 0 | 194279.9968 | 0 | 0 | 194279.9968 | 1035086.8453 | -390.6823 | 390.6823 | 1034696.163 | 304847.4357 | 0 | 0 | 304847.4357 | 0 | -42.1064 | 0 | 0 | 5037.6361 | 0 | 0 | 5250.5602 | 0 | 0 | 0 | 0 | 0 | 5250.5602 | 0 | 0 | 0 | 0 | 0 | 0 | 0 | 10288.1963 | 140365.1589
2050 | 195856.6225 | 0% | 0 | 1043473.4444 | 0% | 0 | 307911.9702 | 0% | 0 | 195856.6225 | 0 | 0 | 195856.6225 | 1043473.4444 | -390.6823 | 390.6823 | 1043082.7621 | 307911.9702 | 0 | 0 | 307911.9702 | 0 | -42.1064 | 0 | 0 | 5322.8292 | 0 | 0 | 5276.813 | 0 | 0 | 0 | 0 | 0 | 5276.813 | 0 | 0 | 0 | 0 | 0 | 0 | 0 | 10599.6422 | 150964.8011
HOME

## DishStirling
|  | Actionable Alternative: | Dish Stirling | [6 empty] | NPV through 2050 | Cumulative Carbon Abatement (2010 - 2050) | Contribution toward Neutralilty in |  | Average
|  | Year Implemented: | 2020 | [5 empty] | Avoided Compliance Risk: | 195579.3521 | 14501.6141 | 2050
|  | Reference Case: | BAU | [5 empty] | Incremental Fuel Savings (Cost): | 542986.8708 | Average | 404.6439 |  | 47806.7587
|  |  | Return to Summary | [5 empty] | Avoided Capital Cost: | 0 | 467.794 | 0.03701% |  | 0
|  | Wedge Group: | Renewable Energy | [5 empty] | New Capital Cost: | -1745104.6315 |  |  |  | -73525.8537
[9 empty] | Avoided Operating Costs: | 0 |  |  |  | 0
[9 empty] | New Operating Costs: | -1581958.7163 |  |  |  | -157895.7305
[9 empty] | Incremental Cash Flow: | -2588497.1249
[9 empty] | DPI: | -0.48329
IRR:
[9 empty] | Simple Payback: | Check Calc
[9 empty] | Total Incremental Savings (Cost) w/o Compliance Savings: | -2784076.477
[9 empty] | Levelized Cost (Savings) per MTCDE Avoided: | 679.0247
[9 empty] | Levelized Avoided Compliance Cost per MTCDE Avoided: | 47.701
| Incremental Utility Demand Savings | [8 empty] | Electricity Supply |  |  |  | Steam Supply |  |  |  | Chilled Water Supply |  |  |  | GHG and Compliance Risk Reductions |  |  |  |  | Incremental Fuel Savings (Cost) | [8 empty] | Incremental Non-Fuel OPEX/Capital Savings (Cost) | [6 empty] | Cash Flow
| Reference Electric Load | % Reduction from Reference | Change in Electricity Demand | Reference Steam Load | % Reduction from Reference | Change in Steam Demand | Reference Chilled Water Load | % Reduction from Reference | Change in Chilled Water Demand | Beginning Required P/E | Displaced P/E | New Electricity Source | Ending Required P/E | Beginning Required Steam | Displaced Steam | New Heat Source | Ending Required Steam | Beginning Required Chilled Water | Displaced Chilled Water | New Cooling Source | Ending Required Chilled Water | Scope 1 | Scope 2 | Scope 3 (Commuting) | Scope 3 (Air Travel, other) | Avoided Compliance Risk | Electricity Savings | New Electricity Source Fuel Cost | Steam Savings | New Steam Source Fuel Cost | Chilled Water Savings | New Chilled Water Source Fuel Cost | NG Savings | Campus Fleet Fuel | Incremental Fuel Savings (Cost) | Avoided Capital Cost | New Capital Cost | Incremental Capital | Avoided Operating Costs | New Operating Costs | Incremental OPEX | Other Revenue | Incremental Cash Flow | Cumulative Cash Flow | Notes/Description of Assumptions Please describe all assumptions for modeling here:
FYE | MWh |  | MWh | MMBtu |  | MMBtu | MMBtu |  | MMBtu | MWh | MWh | MWh | MWh | MMBtu | MMBtu | MMBtu | MMBtu | MMBtu | MMBtu | MMBtu | MMBtu | MTCDE | MTCDE | MTCDE | MTCDE | 2010 $ | 2010 $ | 2010 $ | 2010 $ | 2010 $ | 2010 $ | 2010 $ | 2010 $ | 2010 $ | 2010 $ | 2010 $ | 2010 $ | 2010 $ | 2010 $ | 2010 $ | 2010 $ | 2010 $ | 2010 $ | 2010 $
2010 | 128552.6351 | 0% | 0 | 685461.0151 | 0% | 0 | 179442.3946 | 0% | 0 | 128552.6351 | 0 | 0 | 128552.6351 | 685461.0151 | 0 | 0 | 685461.0151 | 179442.3946 | 0 | 0 | 179442.3946 | 0 | 0 | 0 | 0 | 0 | 0 | 0 | 0 | 0 | 0 | 0 | 0 | 0 | 0 | 0 | 0 | 0 | 0 | 0 | 0 | 0 | 0 | 0 | 2020 | Online Date
2011 | 130129.2607 | 0% | 0 | 693847.6143 | 0% | 0 | 182506.9291 | 0% | 0 | 130129.2607 | 0 | 0 | 130129.2607 | 693847.6143 | 0 | 0 | 693847.6143 | 182506.9291 | 0 | 0 | 182506.9291 | 0 | 0 | 0 | 0 | 0 | 0 | 0 | 0 | 0 | 0 | 0 | 0 | 0 | 0 | 0 | 0 | 0 | 0 | 0 | 0 | 0 | 0 | 0
2012 | 133825.368 | 0% | 0 | 713508.4454 | 0% | 0 | 188515.5603 | 0% | 0 | 133825.368 | 0 | 0 | 133825.368 | 713508.4454 | 0 | 0 | 713508.4454 | 188515.5603 | 0 | 0 | 188515.5603 | 0 | 0 | 0 | 0 | 0 | 0 | 0 | 0 | 0 | 0 | 0 | 0 | 0 | 0 | 0 | 0 | 0 | 0 | 0 | 0 | 0 | 0 | 0 | 1000 | Nameplate capacity (kW)
2013 | 135980.034 | 0% | 0 | 724969.8351 | 0% | 0 | 192383.0303 | 0% | 0 | 135980.034 | 0 | 0 | 135980.034 | 724969.8351 | 0 | 0 | 724969.8351 | 192383.0303 | 0 | 0 | 192383.0303 | 0 | 0 | 0 | 0 | 0 | 0 | 0 | 0 | 0 | 0 | 0 | 0 | 0 | 0 | 0 | 0 | 0 | 0 | 0 | 0 | 0 | 0 | 0
2014 | 137556.6596 | 0% | 0 | 733356.4343 | 0% | 0 | 195447.5648 | 0% | 0 | 137556.6596 | 0 | 0 | 137556.6596 | 733356.4343 | 0 | 0 | 733356.4343 | 195447.5648 | 0 | 0 | 195447.5648 | 0 | 0 | 0 | 0 | 0 | 0 | 0 | 0 | 0 | 0 | 0 | 0 | 0 | 0 | 0 | 0 | 0 | 0 | 0 | 0 | 0 | 0 | 0 | 8.704% | Capacity Factor (SAM)
2015 | 140674.7264 | 0% | 0 | 749942.4749 | 0% | 0 | 200653.2605 | 0% | 0 | 140674.7264 | 0 | 0 | 140674.7264 | 749942.4749 | 0 | 0 | 749942.4749 | 200653.2605 | 0 | 0 | 200653.2605 | 0 | 0 | 0 | 0 | 0 | 0 | 0 | 0 | 0 | 0 | 0 | 0 | 0 | 0 | 0 | 0 | 0 | 0 | 0 | 0 | 0 | 0 | 0
2016 | 142251.352 | 0% | 0 | 758329.074 | 0% | 0 | 203717.7951 | 0% | 0 | 142251.352 | 0 | 0 | 142251.352 | 758329.074 | 0 | 0 | 758329.074 | 203717.7951 | 0 | 0 | 203717.7951 | 0 | 0 | 0 | 0 | 0 | 0 | 0 | 0 | 0 | 0 | 0 | 0 | 0 | 0 | 0 | 0 | 0 | 0 | 0 | 0 | 0 | 0 | 0 | 762494.928 | Savings in Electricity (more data available)
2017 | 143827.9776 | 0% | 0 | 766715.6731 | 0% | 0 | 206782.3297 | 0% | 0 | 143827.9776 | 0 | 0 | 143827.9776 | 766715.6731 | 0 | 0 | 766715.6731 | 206782.3297 | 0 | 0 | 206782.3297 | 0 | 0 | 0 | 0 | 0 | 0 | 0 | 0 | 0 | 0 | 0 | 0 | 0 | 0 | 0 | 0 | 0 | 0 | 0 | 0 | 0 | 0 | 0
2018 | 145404.6032 | 0% | 0 | 775102.2723 | 0% | 0 | 209846.8642 | 0% | 0 | 145404.6032 | 0 | 0 | 145404.6032 | 775102.2723 | 0 | 0 | 775102.2723 | 209846.8642 | 0 | 0 | 209846.8642 | 0 | 0 | 0 | 0 | 0 | 0 | 0 | 0 | 0 | 0 | 0 | 0 | 0 | 0 | 0 | 0 | 0 | 0 | 0 | 0 | 0 | 0 | 0 | 3014560 | Capital Cost
2019 | 146981.2288 | 0% | 0 | 783488.8714 | 0% | 0 | 212911.3988 | 0% | 0 | 146981.2288 | 0 | 0 | 146981.2288 | 783488.8714 | 0 | 0 | 783488.8714 | 212911.3988 | 0 | 0 | 212911.3988 | 0 | 0 | 0 | 0 | 0 | 0 | 0 | 0 | 0 | 0 | 0 | 0 | 0 | 0 | 0 | -3014560 | -3014560 | 0 | 0 | 0 | 0 | -3014560 | -3014560
2020 | 148557.8544 | 0% | 0 | 791875.4705 | 0% | 0 | 215975.9334 | 0% | 0 | 148557.8544 | -762.495 | 762.495 | 147795.3594 | 791875.4705 | 0 | 0 | 791875.4705 | 215975.9334 | 0 | 0 | 215975.9334 | 0 | -541.5672 | 0 | 0 | 10140.5448 | 68126.5731 | 0 | 0 | 0 | 0 | 0 | 0 | 0 | 68126.5731 | 0 | 0 | 0 | 0 | -140970.62 | -140970.62 | 0 | -62703.5022 | -3077263.5022 | See SAM | O&M
2021 | 150134.48 | 0% | 0 | 800262.0697 | 0% | 0 | 219040.4679 | 0% | 0 | 150134.48 | -754.87 | 754.87 | 149379.61 | 800262.0697 | 0 | 0 | 800262.0697 | 219040.4679 | 0 | 0 | 219040.4679 | 0 | -536.1515 | 0 | 0 | 11182.5071 | 67782.5294 | 0 | 0 | 0 | 0 | 0 | 0 | 0 | 67782.5294 | 0 | 0 | 0 | 0 | -144489.42 | -144489.42 | 0 | -65524.3835 | -3142787.8857
2022 | 151711.1056 | 0% | 0 | 808648.6688 | 0% | 0 | 222105.0025 | 0% | 0 | 151711.1056 | -747.321 | 747.321 | 150963.7846 | 808648.6688 | 0 | 0 | 808648.6688 | 222105.0025 | 0 | 0 | 222105.0025 | 0 | -530.7898 | 0 | 0 | 12246.294 | 67440.2005 | 0 | 0 | 0 | 0 | 0 | 0 | 0 | 67440.2005 | 0 | 0 | 0 | 0 | -148096.1 | -148096.1 | 0 | -68409.6055 | -3211197.4911
2023 | 153287.7312 | 0% | 0 | 817035.2679 | 0% | 0 | 225169.537 | 0% | 0 | 153287.7312 | -739.848 | 739.848 | 152547.8832 | 817035.2679 | 0 | 0 | 817035.2679 | 225169.537 | 0 | 0 | 225169.537 | 0 | -525.482 | 0 | 0 | 13329.1965 | 67099.6466 | 0 | 0 | 0 | 0 | 0 | 0 | 0 | 67099.6466 | 0 | 0 | 0 | 0 | -151792.87 | -151792.87 | 0 | -71364.0269 | -3282561.5181
2024 | 154864.3568 | 0% | 0 | 825421.8671 | 0% | 0 | 228234.0716 | 0% | 0 | 154864.3568 | -732.449 | 732.449 | 154131.9078 | 825421.8671 | 0 | 0 | 825421.8671 | 228234.0716 | 0 | 0 | 228234.0716 | 0 | -520.2268 | 0 | 0 | 14428.5747 | 66760.746 | 0 | 0 | 0 | 0 | 0 | 0 | 0 | 66760.746 | 0 | 0 | 0 | 0 | -155581.98 | -155581.98 | 0 | -74392.6593 | -3356954.1774
2025 | 156440.9824 | 0% | 0 | 833808.4662 | 0% | 0 | 231298.6062 | 0% | 0 | 156440.9824 | -725.125 | 725.125 | 155715.8574 | 833808.4662 | 0 | 0 | 833808.4662 | 231298.6062 | 0 | 0 | 231298.6062 | 0 | -515.0249 | 0 | 0 | 15541.945 | 66423.6491 | 0 | 0 | 0 | 0 | 0 | 0 | 0 | 66423.6491 | 0 | 0 | 0 | 0 | -159465.72 | -159465.72 | 0 | -77500.126 | -3434454.3033
2026 | 158017.608 | 0% | 0 | 842195.0653 | 0% | 0 | 234363.1407 | 0% | 0 | 158017.608 | -717.874 | 717.874 | 157299.734 | 842195.0653 | 0 | 0 | 842195.0653 | 234363.1407 | 0 | 0 | 234363.1407 | 0 | -509.8748 | 0 | 0 | 16793.9855 | 66088.2327 | 0 | 0 | 0 | 0 | 0 | 0 | 0 | 66088.2327 | 0 | 0 | 0 | 0 | -163446.48 | -163446.48 | 0 | -80564.2618 | -3515018.5652
2027 | 159594.2336 | 0% | 0 | 850581.6644 | 0% | 0 | 237427.6753 | 0% | 0 | 159594.2336 | -710.695 | 710.695 | 158883.5386 | 850581.6644 | 0 | 0 | 850581.6644 | 237427.6753 | 0 | 0 | 237427.6753 | 0 | -504.7759 | 0 | 0 | 18062.6785 | 65754.463 | 0 | 0 | 0 | 0 | 0 | 0 | 0 | 65754.463 | 0 | 0 | 0 | 0 | -167526.67 | -167526.67 | 0 | -83709.5285 | -3598728.0937
2028 | 161170.8592 | 0% | 0 | 858968.2636 | 0% | 0 | 240492.2099 | 0% | 0 | 161170.8592 | -703.588 | 703.588 | 160467.2712 | 858968.2636 | 0 | 0 | 858968.2636 | 240492.2099 | 0 | 0 | 240492.2099 | 0 | -499.7281 | 0 | 0 | 19345.0704 | 65422.3984 | 0 | 0 | 0 | 0 | 0 | 0 | 0 | 65422.3984 | 0 | 0 | 0 | 0 | -171708.77 | -171708.77 | 0 | -86941.3013 | -3685669.3949
2029 | 162747.4848 | 0% | 0 | 867354.8627 | 0% | 0 | 243556.7444 | 0% | 0 | 162747.4848 | -696.552 | 696.552 | 162050.9328 | 867354.8627 | 0 | 0 | 867354.8627 | 243556.7444 | 0 | 0 | 243556.7444 | 0 | -494.7307 | 0 | 0 | 20638.2985 | 65092.004 | 0 | 0 | 0 | 0 | 0 | 0 | 0 | 65092.004 | 0 | 0 | 0 | 0 | -175995.34 | -175995.34 | 0 | -90265.0374 | -3775934.4324
2030 | 164324.1104 | 0% | 0 | 875741.4618 | 0% | 0 | 246621.279 | 0% | 0 | 164324.1104 | -689.587 | 689.587 | 163634.5234 | 875741.4618 | 0 | 0 | 875741.4618 | 246621.279 | 0 | 0 | 246621.279 | 0 | -489.7838 | 0 | 0 | 21939.641 | 64763.3382 | 0 | 0 | 0 | 0 | 0 | 0 | 0 | 64763.3382 | 0 | 0 | 0 | 0 | -180388.99 | -180388.99 | 0 | -93686.0108 | -3869620.4431
2031 | 165900.736 | 0% | 0 | 884128.061 | 0% | 0 | 249685.8135 | 0% | 0 | 165900.736 | -682.691 | 682.691 | 165218.045 | 884128.061 | 0 | 0 | 884128.061 | 249685.8135 | 0 | 0 | 249685.8135 | 0 | -484.8859 | 0 | 0 | 23429.4483 | 64436.2711 | 0 | 0 | 0 | 0 | 0 | 0 | 0 | 64436.2711 | 0 | 0 | 0 | 0 | -184892.38 | -184892.38 | 0 | -97026.6606 | -3966647.1037
2032 | 167477.3616 | 0% | 0 | 892514.6601 | 0% | 0 | 252750.3481 | 0% | 0 | 167477.3616 | -675.864 | 675.864 | 166801.4976 | 892514.6601 | 0 | 0 | 892514.6601 | 252750.3481 | 0 | 0 | 252750.3481 | 0 | -480.037 | 0 | 0 | 24928.688 | 64110.8594 | 0 | 0 | 0 | 0 | 0 | 0 | 0 | 64110.8594 | 0 | 0 | 0 | 0 | -189508.26 | -189508.26 | 0 | -100468.7126 | -4067115.8163
2033 | 169053.9872 | 0% | 0 | 900901.2592 | 0% | 0 | 255814.8827 | 0% | 0 | 169053.9872 | -669.105 | 669.105 | 168384.8822 | 900901.2592 | 0 | 0 | 900901.2592 | 255814.8827 | 0 | 0 | 255814.8827 | 0 | -475.2363 | 0 | 0 | 26217.8591 | 63787.0652 | 0 | 0 | 0 | 0 | 0 | 0 | 0 | 63787.0652 | 0 | 0 | 0 | 0 | -194239.44 | -194239.44 | 0 | -104234.5157 | -4171350.332
2034 | 170630.6128 | 0% | 0 | 909287.8584 | 0% | 0 | 258879.4172 | 0% | 0 | 170630.6128 | -662.414 | 662.414 | 169968.1988 | 909287.8584 | 0 | 0 | 909287.8584 | 258879.4172 | 0 | 0 | 258879.4172 | 0 | -470.484 | 0 | 0 | 27294.178 | 63464.9454 | 0 | 0 | 0 | 0 | 0 | 0 | 0 | 63464.9454 | 0 | 0 | 0 | 0 | -199088.81 | -199088.81 | 0 | -108329.6866 | -4279680.0186
2035 | 172207.2384 | 0% | 0 | 917674.4575 | 0% | 0 | 261943.9518 | 0% | 0 | 172207.2384 | -655.79 | 655.79 | 171551.4484 | 917674.4575 | 0 | 0 | 917674.4575 | 261943.9518 | 0 | 0 | 261943.9518 | 0 | -465.7793 | 0 | 0 | 28373.5613 | 63144.4609 | 0 | 0 | 0 | 0 | 0 | 0 | 0 | 63144.4609 | 0 | 0 | 0 | 0 | -204059.32 | -204059.32 | 0 | -112541.2978 | -4392221.3164
2036 | 173783.864 | 0% | 0 | 926061.0566 | 0% | 0 | 265008.4864 | 0% | 0 | 173783.864 | -649.232 | 649.232 | 173134.632 | 926061.0566 | 0 | 0 | 926061.0566 | 265008.4864 | 0 | 0 | 265008.4864 | 0 | -461.1214 | 0 | 0 | 29656.1746 | 62825.5717 | 0 | 0 | 0 | 0 | 0 | 0 | 0 | 62825.5717 | 0 | 0 | 0 | 0 | -209153.98 | -209153.98 | 0 | -116672.2337 | -4508893.5501
2037 | 175360.4896 | 0% | 0 | 934447.6557 | 0% | 0 | 268073.0209 | 0% | 0 | 175360.4896 | -642.74 | 642.74 | 174717.7496 | 934447.6557 | 0 | 0 | 934447.6557 | 268073.0209 | 0 | 0 | 268073.0209 | 0 | -456.5104 | 0 | 0 | 30903.5775 | 62508.3336 | 0 | 0 | 0 | 0 | 0 | 0 | 0 | 62508.3336 | 0 | 0 | 0 | 0 | -214375.92 | -214375.92 | 0 | -120964.0088 | -4629857.559
2038 | 176937.1152 | 0% | 0 | 942834.2549 | 0% | 0 | 271137.5555 | 0% | 0 | 176937.1152 | -636.312 | 636.312 | 176300.8032 | 942834.2549 | 0 | 0 | 942834.2549 | 271137.5555 | 0 | 0 | 271137.5555 | 0 | -451.9449 | 0 | 0 | 32112.2981 | 62192.6079 | 0 | 0 | 0 | 0 | 0 | 0 | 0 | 62192.6079 | 0 | 0 | 0 | 0 | -219728.3 | -219728.3 | 0 | -125423.394 | -4755280.9529
2039 | 178513.7408 | 0% | 0 | 951220.854 | 0% | 0 | 274202.0901 | 0% | 0 | 178513.7408 | -629.949 | 629.949 | 177883.7918 | 951220.854 | 0 | 0 | 951220.854 | 274202.0901 | 0 | 0 | 274202.0901 | 0 | -447.4255 | 0 | 0 | 33279.9039 | 61878.547 | 0 | 0 | 0 | 0 | 0 | 0 | 0 | 61878.547 | 0 | 0 | 0 | 0 | -225214.39 | -225214.39 | 0 | -130055.939 | -4885336.892
2040 | 180090.3664 | 0% | 0 | 959607.4531 | 0% | 0 | 277266.6246 | 0% | 0 | 180090.3664 | -623.65 | 623.65 | 179466.7164 | 959607.4531 | 0 | 0 | 959607.4531 | 277266.6246 | 0 | 0 | 277266.6246 | 0 | -442.9516 | 0 | 0 | 34492.8365 | 61566.1087 | 0 | 0 | 0 | 0 | 0 | 0 | 0 | 61566.1087 | 0 | 0 | 0 | 0 | -230837.52 | -230837.52 | 0 | -134778.5748 | -5020115.4668
2041 | 181666.992 | 0% | 0 | 967994.0523 | 0% | 0 | 280331.1592 | 0% | 0 | 181666.992 | -617.413 | 617.413 | 181049.579 | 967994.0523 | 0 | 0 | 967994.0523 | 280331.1592 | 0 | 0 | 280331.1592 | 0 | -438.5217 | 0 | 0 | 35630.3123 | 61255.1503 | 0 | 0 | 0 | 0 | 0 | 0 | 0 | 61255.1503 | 0 | 0 | 0 | 0 | -236601.13 | -236601.13 | 0 | -139715.6674 | -5159831.1342
2042 | 183243.6176 | 0% | 0 | 976380.6514 | 0% | 0 | 283395.6937 | 0% | 0 | 183243.6176 | -611.239 | 611.239 | 182632.3786 | 976380.6514 | 0 | 0 | 976380.6514 | 283395.6937 | 0 | 0 | 283395.6937 | 0 | -434.1366 | 0 | 0 | 36684.4363 | 60945.8247 | 0 | 0 | 0 | 0 | 0 | 0 | 0 | 60945.8247 | 0 | 0 | 0 | 0 | -242508.71 | -242508.71 | 0 | -144878.4489 | -5304709.5831
2043 | 184820.2432 | 0% | 0 | 984767.2505 | 0% | 0 | 286460.2283 | 0% | 0 | 184820.2432 | -605.127 | 605.127 | 184215.1162 | 984767.2505 | 0 | 0 | 984767.2505 | 286460.2283 | 0 | 0 | 286460.2283 | 0 | -429.7955 | 0 | 0 | 37888.1328 | 60638.0874 | 0 | 0 | 0 | 0 | 0 | 0 | 0 | 60638.0874 | 0 | 0 | 0 | 0 | -248563.88 | -248563.88 | 0 | -150037.6598 | -5454747.2429
2044 | 186396.8688 | 0% | 0 | 993153.8496 | 0% | 0 | 289524.7629 | 0% | 0 | 186396.8688 | -599.075 | 599.075 | 185797.7938 | 993153.8496 | 0 | 0 | 993153.8496 | 289524.7629 | 0 | 0 | 289524.7629 | 0 | -425.497 | 0 | 0 | 39271.6164 | 60331.7915 | 0 | 0 | 0 | 0 | 0 | 0 | 0 | 60331.7915 | 0 | 0 | 0 | 0 | -254770.32 | -254770.32 | 0 | -155166.9121 | -5609914.155
2045 | 187973.4944 | 0% | 0 | 1001540.4488 | 0% | 0 | 292589.2974 | 0% | 0 | 187973.4944 | -593.085 | 593.085 | 187380.4094 | 1001540.4488 | 0 | 0 | 1001540.4488 | 292589.2974 | 0 | 0 | 292589.2974 | 0 | -421.2426 | 0 | 0 | 40879.1091 | 60027.1919 | 0 | 0 | 0 | 0 | 0 | 0 | 0 | 60027.1919 | 0 | 0 | 0 | 0 | -261131.8 | -261131.8 | 0 | -160225.499 | -5770139.6539
2046 | 189550.12 | 0% | 0 | 1009927.0479 | 0% | 0 | 295653.832 | 0% | 0 | 189550.12 | -587.154 | 587.154 | 188962.966 | 1009927.0479 | 0 | 0 | 1009927.0479 | 295653.832 | 0 | 0 | 295653.832 | 0 | -417.0301 | 0 | 0 | 42583.4248 | 59724.0393 | 0 | 0 | 0 | 0 | 0 | 0 | 0 | 59724.0393 | 0 | 0 | 0 | 0 | -267652.21 | -267652.21 | 0 | -165344.7459 | -5935484.3998
2047 | 191126.7456 | 0% | 0 | 1018313.647 | 0% | 0 | 298718.3666 | 0% | 0 | 191126.7456 | -581.282 | 581.282 | 190545.4636 | 1018313.647 | 0 | 0 | 1018313.647 | 298718.3666 | 0 | 0 | 298718.3666 | 0 | -412.8594 | 0 | 0 | 44397.6449 | 59422.3859 | 0 | 0 | 0 | 0 | 0 | 0 | 0 | 59422.3859 | 0 | 0 | 0 | 0 | -274335.51 | -274335.51 | 0 | -170515.4792 | -6105999.879
2048 | 192703.3712 | 0% | 0 | 1026700.2462 | 0% | 0 | 301782.9011 | 0% | 0 | 192703.3712 | -575.47 | 575.47 | 192127.9012 | 1026700.2462 | 0 | 0 | 1026700.2462 | 301782.9011 | 0 | 0 | 301782.9011 | 0 | -408.7314 | 0 | 0 | 46335.7234 | 59122.3871 | 0 | 0 | 0 | 0 | 0 | 0 | 0 | 59122.3871 | 0 | 0 | 0 | 0 | -281185.77 | -281185.77 | 0 | -175727.6595 | -6281727.5385
2049 | 194279.9968 | 0% | 0 | 1035086.8453 | 0% | 0 | 304847.4357 | 0% | 0 | 194279.9968 | -569.715 | 569.715 | 193710.2818 | 1035086.8453 | 0 | 0 | 1035086.8453 | 304847.4357 | 0 | 0 | 304847.4357 | 0 | -404.6439 | 0 | 0 | 48411.8904 | 58823.7881 | 0 | 0 | 0 | 0 | 0 | 0 | 0 | 58823.7881 | 0 | 0 | 0 | 0 | -288207.17 | -288207.17 | 0 | -180971.4915 | -6462699.03
2050 | 195856.6225 | 0% | 0 | 1043473.4444 | 0% | 0 | 307911.9702 | 0% | 0 | 195856.6225 | -569.715 | 569.715 | 195286.9075 | 1043473.4444 | 0 | 0 | 1043473.4444 | 307911.9702 | 0 | 0 | 307911.9702 | 0 | -404.6439 | 0 | 0 | 51152.6083 | 59117.907 | 0 | 0 | 0 | 0 | 0 | 0 | 0 | 59117.907 | 0 | 0 | 0 | 0 | -288207.17 | -288207.17 | 0 | -177936.6547 | -6640635.6847
HOME

## Dish Stirling SAM
| 0 | 1 | 2 | 3 | 4 | 5 | 6 | 7 | 8 | 9 | 10 | 11 | 12 | 13 | 14 | 15 | 16 | 17 | 18 | 19 | 20 | 21 | 22 | 23 | 24 | 25 | 26 | 27 | 28 | 29 | 30
Energy (kWh) | 0 | 762495 | 754870 | 747321 | 739848 | 732449 | 725125 | 717874 | 710695 | 703588 | 696552 | 689587 | 682691 | 675864 | 669105 | 662414 | 655790 | 649232 | 642740 | 636312 | 629949 | 623650 | 617413 | 611239 | 605127 | 599075 | 593085 | 587154 | 581282 | 575470 | 569715
Energy Value ($) | 0 | 64812.06 | 65768.04 | 66738.11 | 67722.5 | 68721.41 | 69735.05 | 70763.64 | 71807.41 | 72866.56 | 73941.35 | 75031.98 | 76138.7 | 77261.75 | 78401.36 | 79557.78 | 80731.26 | 81922.04 | 83130.39 | 84356.57 | 85600.83 | 86863.44 | 88144.67 | 89444.81 | 90764.12 | 92102.89 | 93461.41 | 94839.96 | 96238.85 | 97658.37 | 99098.84
Operating Expenses
Fixed O&M Annual | 0 | 0 | 0 | 0 | 0 | 0 | 0 | 0 | 0 | 0 | 0 | 0 | 0 | 0 | 0 | 0 | 0 | 0 | 0 | 0 | 0 | 0 | 0 | 0 | 0 | 0 | 0 | 0 | 0 | 0 | 0
Fixed O&M | 0 | 50000 | 51250 | 52531.25 | 53844.53 | 55190.64 | 56570.41 | 57984.67 | 59434.29 | 60920.14 | 62443.15 | 64004.23 | 65604.33 | 67244.44 | 68925.55 | 70648.69 | 72414.91 | 74225.28 | 76080.91 | 77982.94 | 79932.51 | 81930.82 | 83979.09 | 86078.57 | 88230.53 | 90436.3 | 92697.2 | 95014.64 | 97390 | 99824.75 | 102320.37
Variable O&M | 0 | 533.75 | 541.62 | 549.61 | 557.71 | 565.94 | 574.29 | 582.76 | 591.36 | 600.08 | 608.93 | 617.91 | 627.02 | 636.27 | 645.66 | 655.18 | 664.85 | 674.65 | 684.6 | 694.7 | 704.95 | 715.35 | 725.9 | 736.6 | 747.47 | 758.49 | 769.68 | 781.03 | 792.56 | 804.25 | 816.11
Fuel O&M | 0 | 0 | 0 | 0 | 0 | 0 | 0 | 0 | 0 | 0 | 0 | 0 | 0 | 0 | 0 | 0 | 0 | 0 | 0 | 0 | 0 | 0 | 0 | 0 | 0 | 0 | 0 | 0 | 0 | 0 | 0
Insurance | 0 | 30145.63 | 30899.27 | 31671.75 | 32463.54 | 33275.13 | 34107.01 | 34959.68 | 35833.68 | 36729.52 | 37647.76 | 38588.95 | 39553.67 | 40542.51 | 41556.08 | 42594.98 | 43659.85 | 44751.35 | 45870.13 | 47016.89 | 48192.31 | 49397.12 | 50632.05 | 51897.85 | 53195.29 | 54525.17 | 55888.3 | 57285.51 | 58717.65 | 60185.59 | 61690.23
Property Taxes | 0 | 60291.25 | 61798.53 | 63343.5 | 64927.08 | 66550.26 | 68214.02 | 69919.37 | 71667.35 | 73459.03 | 75295.51 | 77177.9 | 79107.35 | 81085.03 | 83112.16 | 85189.96 | 87319.71 | 89502.7 | 91740.27 | 94033.77 | 96384.62 | 98794.23 | 101264.09 | 103795.69 | 106390.59 | 109050.35 | 111776.61 | 114571.02 | 117435.3 | 120371.18 | 123380.46
Net Salvage Value | 0 | 0 | 0 | 0 | 0 | 0 | 0 | 0 | 0 | 0 | 0 | 0 | 0 | 0 | 0 | 0 | 0 | 0 | 0 | 0 | 0 | 0 | 0 | 0 | 0 | 0 | 0 | 0 | 0 | 0 | 0
Operating Costs | 0 | 140970.62 | 144489.42 | 148096.1 | 151792.87 | 155581.98 | 159465.72 | 163446.48 | 167526.67 | 171708.77 | 175995.34 | 180388.99 | 184892.38 | 189508.26 | 194239.44 | 199088.81 | 204059.32 | 209153.98 | 214375.92 | 219728.3 | 225214.39 | 230837.52 | 236601.13 | 242508.71 | 248563.88 | 254770.32 | 261131.8 | 267652.21 | 274335.51 | 281185.77 | 288207.17
Deductible Expenses | 0 | -140970.62 | -144489.42 | -148096.1 | -151792.87 | -155581.98 | -159465.72 | -163446.48 | -167526.67 | -171708.77 | -175995.34 | -180388.99 | -184892.38 | -189508.26 | -194239.44 | -199088.81 | -204059.32 | -209153.98 | -214375.92 | -219728.3 | -225214.39 | -230837.52 | -236601.13 | -242508.71 | -248563.88 | -254770.32 | -261131.8 | -267652.21 | -274335.51 | -281185.77 | -288207.17
Financing
Debt Balance | 0 | -3014562.54 | -2796376.03 | -2562916.47 | -2313114.73 | -2045826.88 | -1759828.87 | -1453811.01 | -1126371.89 | -776012.04 | -401127 | 0 | 0 | 0 | 0 | 0 | 0 | 0 | 0 | 0 | 0 | 0 | 0 | 0 | 0 | 0 | 0 | 0 | 0 | 0 | 0
Debt Interest Payment | 0 | 211019.38 | 195746.32 | 179404.15 | 161918.03 | 143207.88 | 123188.02 | 101766.77 | 78846.03 | 54320.84 | 28078.89 | 0 | 0 | 0 | 0 | 0 | 0 | 0 | 0 | 0 | 0 | 0 | 0 | 0 | 0 | 0 | 0 | 0 | 0 | 0 | 0
Debt Repayment | 0 | 218186.51 | 233459.56 | 249801.73 | 267287.85 | 285998 | 306017.87 | 327439.12 | 350359.85 | 374885.04 | 401127 | 0 | 0 | 0 | 0 | 0 | 0 | 0 | 0 | 0 | 0 | 0 | 0 | 0 | 0 | 0 | 0 | 0 | 0 | 0 | 0
Debt Total Payment | 0 | 429205.89 | 429205.89 | 429205.89 | 429205.89 | 429205.89 | 429205.89 | 429205.89 | 429205.89 | 429205.89 | 429205.89 | 0 | 0 | 0 | 0 | 0 | 0 | 0 | 0 | 0 | 0 | 0 | 0 | 0 | 0 | 0 | 0 | 0 | 0 | 0 | 0
Investment Based Incentives (IBI) | 0 | 0 | 0 | 0 | 0 | 0 | 0 | 0 | 0 | 0 | 0 | 0 | 0 | 0 | 0 | 0 | 0 | 0 | 0 | 0 | 0 | 0 | 0 | 0 | 0 | 0 | 0 | 0 | 0 | 0 | 0
Federal IBI | 0 | 0 | 0 | 0 | 0 | 0 | 0 | 0 | 0 | 0 | 0 | 0 | 0 | 0 | 0 | 0 | 0 | 0 | 0 | 0 | 0 | 0 | 0 | 0 | 0 | 0 | 0 | 0 | 0 | 0 | 0
State IBI | 0 | 0 | 0 | 0 | 0 | 0 | 0 | 0 | 0 | 0 | 0 | 0 | 0 | 0 | 0 | 0 | 0 | 0 | 0 | 0 | 0 | 0 | 0 | 0 | 0 | 0 | 0 | 0 | 0 | 0 | 0
Utility IBI | 0 | 0 | 0 | 0 | 0 | 0 | 0 | 0 | 0 | 0 | 0 | 0 | 0 | 0 | 0 | 0 | 0 | 0 | 0 | 0 | 0 | 0 | 0 | 0 | 0 | 0 | 0 | 0 | 0 | 0 | 0
Other IBI | 0 | 0 | 0 | 0 | 0 | 0 | 0 | 0 | 0 | 0 | 0 | 0 | 0 | 0 | 0 | 0 | 0 | 0 | 0 | 0 | 0 | 0 | 0 | 0 | 0 | 0 | 0 | 0 | 0 | 0 | 0
Capacity Based Incentives (CBI) | 0 | 0 | 0 | 0 | 0 | 0 | 0 | 0 | 0 | 0 | 0 | 0 | 0 | 0 | 0 | 0 | 0 | 0 | 0 | 0 | 0 | 0 | 0 | 0 | 0 | 0 | 0 | 0 | 0 | 0 | 0
Federal CBI | 0 | 0 | 0 | 0 | 0 | 0 | 0 | 0 | 0 | 0 | 0 | 0 | 0 | 0 | 0 | 0 | 0 | 0 | 0 | 0 | 0 | 0 | 0 | 0 | 0 | 0 | 0 | 0 | 0 | 0 | 0
State CBI | 0 | 0 | 0 | 0 | 0 | 0 | 0 | 0 | 0 | 0 | 0 | 0 | 0 | 0 | 0 | 0 | 0 | 0 | 0 | 0 | 0 | 0 | 0 | 0 | 0 | 0 | 0 | 0 | 0 | 0 | 0
Utility CBI | 0 | 0 | 0 | 0 | 0 | 0 | 0 | 0 | 0 | 0 | 0 | 0 | 0 | 0 | 0 | 0 | 0 | 0 | 0 | 0 | 0 | 0 | 0 | 0 | 0 | 0 | 0 | 0 | 0 | 0 | 0
Other CBI | 0 | 0 | 0 | 0 | 0 | 0 | 0 | 0 | 0 | 0 | 0 | 0 | 0 | 0 | 0 | 0 | 0 | 0 | 0 | 0 | 0 | 0 | 0 | 0 | 0 | 0 | 0 | 0 | 0 | 0 | 0
Performance Based Incentives (PBI) | 0 | 0 | 0 | 0 | 0 | 0 | 0 | 0 | 0 | 0 | 0 | 0 | 0 | 0 | 0 | 0 | 0 | 0 | 0 | 0 | 0 | 0 | 0 | 0 | 0 | 0 | 0 | 0 | 0 | 0 | 0
Federal PBI | 0 | 0 | 0 | 0 | 0 | 0 | 0 | 0 | 0 | 0 | 0 | 0 | 0 | 0 | 0 | 0 | 0 | 0 | 0 | 0 | 0 | 0 | 0 | 0 | 0 | 0 | 0 | 0 | 0 | 0 | 0
State PBI | 0 | 0 | 0 | 0 | 0 | 0 | 0 | 0 | 0 | 0 | 0 | 0 | 0 | 0 | 0 | 0 | 0 | 0 | 0 | 0 | 0 | 0 | 0 | 0 | 0 | 0 | 0 | 0 | 0 | 0 | 0
Utility PBI | 0 | 0 | 0 | 0 | 0 | 0 | 0 | 0 | 0 | 0 | 0 | 0 | 0 | 0 | 0 | 0 | 0 | 0 | 0 | 0 | 0 | 0 | 0 | 0 | 0 | 0 | 0 | 0 | 0 | 0 | 0
Other PBI | 0 | 0 | 0 | 0 | 0 | 0 | 0 | 0 | 0 | 0 | 0 | 0 | 0 | 0 | 0 | 0 | 0 | 0 | 0 | 0 | 0 | 0 | 0 | 0 | 0 | 0 | 0 | 0 | 0 | 0 | 0
Federal PTC | 0 | 0 | 0 | 0 | 0 | 0 | 0 | 0 | 0 | 0 | 0 | 0 | 0 | 0 | 0 | 0 | 0 | 0 | 0 | 0 | 0 | 0 | 0 | 0 | 0 | 0 | 0 | 0 | 0 | 0 | 0
State PTC | 0 | 0 | 0 | 0 | 0 | 0 | 0 | 0 | 0 | 0 | 0 | 0 | 0 | 0 | 0 | 0 | 0 | 0 | 0 | 0 | 0 | 0 | 0 | 0 | 0 | 0 | 0 | 0 | 0 | 0 | 0
Federal ITC | 0 | 0 | 0 | 0 | 0 | 0 | 0 | 0 | 0 | 0 | 0 | 0 | 0 | 0 | 0 | 0 | 0 | 0 | 0 | 0 | 0 | 0 | 0 | 0 | 0 | 0 | 0 | 0 | 0 | 0 | 0
State ITC | 0 | 0 | 0 | 0 | 0 | 0 | 0 | 0 | 0 | 0 | 0 | 0 | 0 | 0 | 0 | 0 | 0 | 0 | 0 | 0 | 0 | 0 | 0 | 0 | 0 | 0 | 0 | 0 | 0 | 0 | 0
Sales Tax Deduction |  | 148689.64
Tax Effect on Equity (State)
State Depreciation Schedule (%) | 0 | 35 | 26 | 15.6 | 11.01 | 11.01 | 1.38 | 0 | 0 | 0 | 0 | 0 | 0 | 0 | 0 | 0 | 0 | 0 | 0 | 0 | 0 | 0 | 0 | 0 | 0 | 0 | 0 | 0 | 0 | 0 | 0
State Depreciation | 0 | 1055096.89 | 783786.26 | 470271.76 | 331903.34 | 331903.34 | 41600.96 | 0 | 0 | 0 | 0 | 0 | 0 | 0 | 0 | 0 | 0 | 0 | 0 | 0 | 0 | 0 | 0 | 0 | 0 | 0 | 0 | 0 | 0 | 0 | 0
State Incentive Income Less Deductions | 0 | 0 | 0 | 0 | 0 | 0 | 0 | 0 | 0 | 0 | 0 | 0 | 0 | 0 | 0 | 0 | 0 | 0 | 0 | 0 | 0 | 0 | 0 | 0 | 0 | 0 | 0 | 0 | 0 | 0 | 0
State Taxable Income Less Deductions | 0 | -1555776.53 | -1124022 | -797772.01 | -645614.24 | -630693.19 | -324254.71 | -265213.25 | -246372.7 | -226029.62 | -204074.23 | -180388.99 | -184892.38 | -189508.26 | -194239.44 | -199088.81 | -204059.32 | -209153.98 | -214375.92 | -219728.3 | -225214.39 | -230837.52 | -236601.13 | -242508.71 | -248563.88 | -254770.32 | -261131.8 | -267652.21 | -274335.51 | -281185.77 | -288207.17
State Income Taxes | 0 | -124462.12 | -89921.76 | -63821.76 | -51649.14 | -50455.46 | -25940.38 | -21217.06 | -19709.82 | -18082.37 | -16325.94 | -14431.12 | -14791.39 | -15160.66 | -15539.16 | -15927.1 | -16324.75 | -16732.32 | -17150.07 | -17578.26 | -18017.15 | -18467 | -18928.09 | -19400.7 | -19885.11 | -20381.63 | -20890.54 | -21412.18 | -21946.84 | -22494.86 | -23056.57
State Tax Savings | 0 | 124462.12 | 89921.76 | 63821.76 | 51649.14 | 50455.46 | 25940.38 | 21217.06 | 19709.82 | 18082.37 | 16325.94 | 14431.12 | 14791.39 | 15160.66 | 15539.16 | 15927.1 | 16324.75 | 16732.32 | 17150.07 | 17578.26 | 18017.15 | 18467 | 18928.09 | 19400.7 | 19885.11 | 20381.63 | 20890.54 | 21412.18 | 21946.84 | 22494.86 | 23056.57
Tax Effect on Equity (Federal)
Federal Depreciation Schedule (%) | 0 | 35 | 26 | 15.6 | 11.01 | 11.01 | 1.38 | 0 | 0 | 0 | 0 | 0 | 0 | 0 | 0 | 0 | 0 | 0 | 0 | 0 | 0 | 0 | 0 | 0 | 0 | 0 | 0 | 0 | 0 | 0 | 0
Federal Depreciation | 0 | 1055096.89 | 783786.26 | 470271.76 | 331903.34 | 331903.34 | 41600.96 | 0 | 0 | 0 | 0 | 0 | 0 | 0 | 0 | 0 | 0 | 0 | 0 | 0 | 0 | 0 | 0 | 0 | 0 | 0 | 0 | 0 | 0 | 0 | 0
Federal Incentive Income Less Deductions | 0 | -1431314.41 | -1034100.24 | -733950.25 | -593965.1 | -580237.74 | -298314.33 | -243996.19 | -226662.89 | -207947.25 | -187748.29 | -165957.87 | -170100.99 | -174347.6 | -178700.29 | -183161.71 | -187734.57 | -192421.67 | -197225.85 | -202150.04 | -207197.24 | -212370.52 | -217673.04 | -223108.02 | -228678.77 | -234388.69 | -240241.26 | -246240.03 | -252388.66 | -258690.91 | -265150.6
Federal Taxable Incentive Income Less Deductions | 0 | -1431314.41 | -1034100.24 | -733950.25 | -593965.1 | -580237.74 | -298314.33 | -243996.19 | -226662.89 | -207947.25 | -187748.29 | -165957.87 | -170100.99 | -174347.6 | -178700.29 | -183161.71 | -187734.57 | -192421.67 | -197225.85 | -202150.04 | -207197.24 | -212370.52 | -217673.04 | -223108.02 | -228678.77 | -234388.69 | -240241.26 | -246240.03 | -252388.66 | -258690.91 | -265150.6
Federal Income Taxes | 0 | -500960.04 | -361935.08 | -256882.59 | -207887.78 | -203083.21 | -104410.02 | -85398.67 | -79332.01 | -72781.54 | -65711.9 | -58085.25 | -59535.35 | -61021.66 | -62545.1 | -64106.6 | -65707.1 | -67347.58 | -69029.05 | -70752.51 | -72519.03 | -74329.68 | -76185.56 | -78087.81 | -80037.57 | -82036.04 | -84084.44 | -86184.01 | -88336.03 | -90541.82 | -92802.71
Federal Tax Savings | 0 | 500960.04 | 361935.08 | 256882.59 | 207887.78 | 203083.21 | 104410.02 | 85398.67 | 79332.01 | 72781.54 | 65711.9 | 58085.25 | 59535.35 | 61021.66 | 62545.1 | 64106.6 | 65707.1 | 67347.58 | 69029.05 | 70752.51 | 72519.03 | 74329.68 | 76185.56 | 78087.81 | 80037.57 | 82036.04 | 84084.44 | 86184.01 | 88336.03 | 90541.82 | 92802.71
After Tax Cost | 0 | 55245.66 | -121838.46 | -256597.64 | -321461.83 | -331249.2 | -458321.22 | -486036.64 | -497690.73 | -510050.75 | -523163.39 | -107872.61 | -110565.64 | -113325.94 | -116155.19 | -119055.11 | -122027.47 | -125074.08 | -128196.8 | -131397.52 | -134678.2 | -138040.84 | -141487.47 | -145020.21 | -148641.2 | -152352.65 | -156156.82 | -160056.02 | -164052.63 | -168149.09 | -172347.89
After Tax Cashflow | 0 | 94003.27 | -82509.17 | -216688.25 | -280963.78 | -290153.8 | -416619.66 | -443719.98 | -454749.9 | -466476.55 | -478946.46 | -63003.49 | -65034.7 | -67123.41 | -69271.17 | -71479.56 | -73750.18 | -76084.7 | -78484.82 | -80952.3 | -83488.91 | -86096.5 | -88776.96 | -91532.22 | -94364.26 | -97275.12 | -100266.9 | -103341.72 | -106501.8 | -109749.38 | -113086.78
Payback - expenses included | -3014562.54 | 438379.36 | 268006.69 | 140397.17 | 83151.06 | 81482.52 | -36935.36 | -55424.34 | -57240.12 | -59107.64 | -61028.29 | -63003.49 | -65034.7 | -67123.41 | -69271.17 | -71479.56 | -73750.18 | -76084.7 | -78484.82 | -80952.3 | -83488.91 | -86096.5 | -88776.96 | -91532.22 | -94364.26 | -97275.12 | -100266.9 | -103341.72 | -106501.8 | -109749.38 | -113086.78
Cumulative payback - expenses included | -3014562.54 | -2576183.18 | -2308176.49 | -2167779.32 | -2084628.26 | -2003145.73 | -2040081.09 | -2095505.43 | -2152745.55 | -2211853.19 | -2272881.48 | -2335884.97 | -2400919.66 | -2468043.08 | -2537314.25 | -2608793.81 | -2682543.99 | -2758628.69 | -2837113.51 | -2918065.81 | -3001554.72 | -3087651.22 | -3176428.18 | -3267960.39 | -3362324.65 | -3459599.77 | -3559866.67 | -3663208.39 | -3769710.19 | -3879459.57 | -3992546.36
Payback - expenses excluded | -3014562.54 | 522679.8 | 354411.36 | 228958.64 | 173923.2 | 174520.54 | 58425.15 | 42316.66 | 42940.83 | 43574.21 | 44216.92 | 44869.12 | 45530.94 | 46202.53 | 46884.01 | 47575.55 | 48277.29 | 48989.38 | 49711.97 | 50445.23 | 51189.29 | 51944.34 | 52710.51 | 53487.99 | 54276.94 | 55077.53 | 55889.92 | 56714.3 | 57550.83 | 58399.71 | 59261.1
Cumulative payback - expenses excluded | -3014562.54 | -2491882.74 | -2137471.38 | -1908512.74 | -1734589.55 | -1560069 | -1501643.86 | -1459327.2 | -1416386.37 | -1372812.17 | -1328595.24 | -1283726.12 | -1238195.17 | -1191992.65 | -1145108.63 | -1097533.08 | -1049255.79 | -1000266.41 | -950554.43 | -900109.21 | -848919.91 | -796975.58 | -744265.06 | -690777.07 | -636500.13 | -581422.6 | -525532.68 | -468818.38 | -411267.55 | -352867.84 | -293606.73
Source: NREL's System Advisor Model
Capacity Factor | 8.7043
Annual Energy (kWh) | 762495
Installed Cost ($) | 3014560

## Parabolic
|  | Actionable Alternative: | Parabolic Trough | [6 empty] | NPV through 2050 | Cumulative Carbon Abatement (2010 - 2050) | Contribution toward Neutralilty in |  | Average
|  | Year Implemented: | 2010 | [5 empty] | Avoided Compliance Risk: | 258144.5842 | 19059.9999 | 2050
|  | Reference Case: | BAU | [5 empty] | Incremental Fuel Savings (Cost): | 687200.0853 | Average | 614.8387 |  | 63085.0133
|  |  | Return to Summary | [5 empty] | Avoided Capital Cost: | 0 | 464.878 | 0.05624% |  | 0
|  | Wedge Group: | Renewable Energy | [5 empty] | New Capital Cost: | -4607198.7207 |  |  |  | -194113.4146
[9 empty] | Avoided Operating Costs: | 0 |  |  |  | 0
[9 empty] | New Operating Costs: | -1152558.8231 |  |  |  | -112102.0656
[9 empty] | Incremental Cash Flow: | -4814412.8743
[9 empty] | DPI: | -0.044976
IRR:
[9 empty] | Simple Payback: | Check Calc
[9 empty] | Total Incremental Savings (Cost) w/o Compliance Savings: | -5072557.4585
[9 empty] | Levelized Cost (Savings) per MTCDE Avoided: | 980.9136
[9 empty] | Levelized Avoided Compliance Cost per MTCDE Avoided: | 49.9191
| Incremental Utility Demand Savings | [8 empty] | Electricity Supply |  |  |  | Steam Supply |  |  |  | Chilled Water Supply |  |  |  | GHG and Compliance Risk Reductions |  |  |  |  | Incremental Fuel Savings (Cost) | [8 empty] | Incremental Non-Fuel OPEX/Capital Savings (Cost) | [6 empty] | Cash Flow
| Reference Electric Load | % Reduction from Reference | Change in Electricity Demand | Reference Steam Load | % Reduction from Reference | Change in Steam Demand | Reference Chilled Water Load | % Reduction from Reference | Change in Chilled Water Demand | Beginning Required P/E | Displaced P/E | New Electricity Source | Ending Required P/E | Beginning Required Steam | Displaced Steam | New Heat Source | Ending Required Steam | Beginning Required Chilled Water | Displaced Chilled Water | New Cooling Source | Ending Required Chilled Water | Scope 1 | Scope 2 | Scope 3 (Commuting) | Scope 3 (Air Travel, other) | Avoided Compliance Risk | Electricity Savings | New Electricity Source Fuel Cost | Steam Savings | New Steam Source Fuel Cost | Chilled Water Savings | New Chilled Water Source Fuel Cost | NG Savings | Campus Fleet Fuel | Incremental Fuel Savings (Cost) | Avoided Capital Cost | New Capital Cost | Incremental Capital | Avoided Operating Costs | New Operating Costs | Incremental OPEX | Other Revenue | Incremental Cash Flow | Cumulative Cash Flow | Notes/Description of Assumptions Please describe all assumptions for modeling here:
FYE | MWh |  | MWh | MMBtu |  | MMBtu | MMBtu |  | MMBtu | MWh | MWh | MWh | MWh | MMBtu | MMBtu | MMBtu | MMBtu | MMBtu | MMBtu | MMBtu | MMBtu | MTCDE | MTCDE | MTCDE | MTCDE | 2010 $ | 2010 $ | 2010 $ | 2010 $ | 2010 $ | 2010 $ | 2010 $ | 2010 $ | 2010 $ | 2010 $ | 2010 $ | 2010 $ | 2010 $ | 2010 $ | 2010 $ | 2010 $ | 2010 $ | 2010 $ | 2010 $
2010 | 128552.6351 | 0% | 0 | 685461.0151 | 0% | 0 | 179442.3946 | 0% | 0 | 128552.6351 | 0 | 0 | 128552.6351 | 685461.0151 | 0 | 0 | 685461.0151 | 179442.3946 | 0 | 0 | 179442.3946 | 0 | 0 | 0 | 0 | 0 | 0 | 0 | 0 | 0 | 0 | 0 | 0 | 0 | 0 | 0 | 0 | 0 | 0 | 0 | 0 | 0 | 0 | 0 | 2020 | Online Date
2011 | 130129.2607 | 0% | 0 | 693847.6143 | 0% | 0 | 182506.9291 | 0% | 0 | 130129.2607 | 0 | 0 | 130129.2607 | 693847.6143 | 0 | 0 | 693847.6143 | 182506.9291 | 0 | 0 | 182506.9291 | 0 | 0 | 0 | 0 | 0 | 0 | 0 | 0 | 0 | 0 | 0 | 0 | 0 | 0 | 0 | 0 | 0 | 0 | 0 | 0 | 0 | 0 | 0
2012 | 133825.368 | 0% | 0 | 713508.4454 | 0% | 0 | 188515.5603 | 0% | 0 | 133825.368 | 0 | 0 | 133825.368 | 713508.4454 | 0 | 0 | 713508.4454 | 188515.5603 | 0 | 0 | 188515.5603 | 0 | 0 | 0 | 0 | 0 | 0 | 0 | 0 | 0 | 0 | 0 | 0 | 0 | 0 | 0 | 0 | 0 | 0 | 0 | 0 | 0 | 0 | 0 | 889.9993 | Nameplate capacity (kW)
2013 | 135980.034 | 0% | 0 | 724969.8351 | 0% | 0 | 192383.0303 | 0% | 0 | 135980.034 | 0 | 0 | 135980.034 | 724969.8351 | 0 | 0 | 724969.8351 | 192383.0303 | 0 | 0 | 192383.0303 | 0 | 0 | 0 | 0 | 0 | 0 | 0 | 0 | 0 | 0 | 0 | 0 | 0 | 0 | 0 | 0 | 0 | 0 | 0 | 0 | 0 | 0 | 0
2014 | 137556.6596 | 0% | 0 | 733356.4343 | 0% | 0 | 195447.5648 | 0% | 0 | 137556.6596 | 0 | 0 | 137556.6596 | 733356.4343 | 0 | 0 | 733356.4343 | 195447.5648 | 0 | 0 | 195447.5648 | 0 | 0 | 0 | 0 | 0 | 0 | 0 | 0 | 0 | 0 | 0 | 0 | 0 | 0 | 0 | 0 | 0 | 0 | 0 | 0 | 0 | 0 | 0 | 11.1% | Capacity Factor
2015 | 140674.7264 | 0% | 0 | 749942.4749 | 0% | 0 | 200653.2605 | 0% | 0 | 140674.7264 | 0 | 0 | 140674.7264 | 749942.4749 | 0 | 0 | 749942.4749 | 200653.2605 | 0 | 0 | 200653.2605 | 0 | 0 | 0 | 0 | 0 | 0 | 0 | 0 | 0 | 0 | 0 | 0 | 0 | 0 | 0 | 0 | 0 | 0 | 0 | 0 | 0 | 0 | 0
2016 | 142251.352 | 0% | 0 | 758329.074 | 0% | 0 | 203717.7951 | 0% | 0 | 142251.352 | 0 | 0 | 142251.352 | 758329.074 | 0 | 0 | 758329.074 | 203717.7951 | 0 | 0 | 203717.7951 | 0 | 0 | 0 | 0 | 0 | 0 | 0 | 0 | 0 | 0 | 0 | 0 | 0 | 0 | 0 | 0 | 0 | 0 | 0 | 0 | 0 | 0 | 0 | 865657 | Savings in Electricity (more data available)
2017 | 143827.9776 | 0% | 0 | 766715.6731 | 0% | 0 | 206782.3297 | 0% | 0 | 143827.9776 | 0 | 0 | 143827.9776 | 766715.6731 | 0 | 0 | 766715.6731 | 206782.3297 | 0 | 0 | 206782.3297 | 0 | 0 | 0 | 0 | 0 | 0 | 0 | 0 | 0 | 0 | 0 | 0 | 0 | 0 | 0 | 0 | 0 | 0 | 0 | 0 | 0 | 0 | 0
2018 | 145404.6032 | 0% | 0 | 775102.2723 | 0% | 0 | 209846.8642 | 0% | 0 | 145404.6032 | 0 | 0 | 145404.6032 | 775102.2723 | 0 | 0 | 775102.2723 | 209846.8642 | 0 | 0 | 209846.8642 | 0 | 0 | 0 | 0 | 0 | 0 | 0 | 0 | 0 | 0 | 0 | 0 | 0 | 0 | 0 | 0 | 0 | 0 | 0 | 0 | 0 | 0 | 0 | 7958650 | Capital Cost
2019 | 146981.2288 | 0% | 0 | 783488.8714 | 0% | 0 | 212911.3988 | 0% | 0 | 146981.2288 | 0 | 0 | 146981.2288 | 783488.8714 | 0 | 0 | 783488.8714 | 212911.3988 | 0 | 0 | 212911.3988 | 0 | 0 | 0 | 0 | 0 | 0 | 0 | 0 | 0 | 0 | 0 | 0 | 0 | 0 | 0 | -7958650 | -7958650 | 0 | 0 | 0 | 0 | -7958650 | -7958650
2020 | 148557.8544 | 0% | 0 | 791875.4705 | 0% | 0 | 215975.9334 | 0% | 0 | 148557.8544 | -865.657 | 865.657 | 147692.1974 | 791875.4705 | 0 | 0 | 791875.4705 | 215975.9334 | 0 | 0 | 215975.9334 | 0 | -614.8387 | 0 | 0 | 11512.5129 | 77343.7791 | 0 | 0 | 0 | 0 | 0 | 0 | 0 | 77343.7791 | 0 | 0 | 0 | 0 | -104690.24 | -104690.24 | 0 | -15833.9479 | -7974483.9479 | See SAM | O&M
2021 | 150134.48 | 0% | 0 | 800262.0697 | 0% | 0 | 219040.4679 | 0% | 0 | 150134.48 | -865.657 | 865.657 | 149268.823 | 800262.0697 | 0 | 0 | 800262.0697 | 219040.4679 | 0 | 0 | 219040.4679 | 0 | -614.8387 | 0 | 0 | 12823.6856 | 77730.498 | 0 | 0 | 0 | 0 | 0 | 0 | 0 | 77730.498 | 0 | 0 | 0 | 0 | -107307.5 | -107307.5 | 0 | -16753.3164 | -7991237.2643
2022 | 151711.1056 | 0% | 0 | 808648.6688 | 0% | 0 | 222105.0025 | 0% | 0 | 151711.1056 | -865.657 | 865.657 | 150845.4486 | 808648.6688 | 0 | 0 | 808648.6688 | 222105.0025 | 0 | 0 | 222105.0025 | 0 | -614.8387 | 0 | 0 | 14185.4573 | 78119.1505 | 0 | 0 | 0 | 0 | 0 | 0 | 0 | 78119.1505 | 0 | 0 | 0 | 0 | -109990.19 | -109990.19 | 0 | -17685.5822 | -8008922.8465
2023 | 153287.7312 | 0% | 0 | 817035.2679 | 0% | 0 | 225169.537 | 0% | 0 | 153287.7312 | -865.657 | 865.657 | 152422.0742 | 817035.2679 | 0 | 0 | 817035.2679 | 225169.537 | 0 | 0 | 225169.537 | 0 | -614.8387 | 0 | 0 | 15595.7876 | 78509.7463 | 0 | 0 | 0 | 0 | 0 | 0 | 0 | 78509.7463 | 0 | 0 | 0 | 0 | -112739.94 | -112739.94 | 0 | -18634.4061 | -8027557.2526
2024 | 154864.3568 | 0% | 0 | 825421.8671 | 0% | 0 | 228234.0716 | 0% | 0 | 154864.3568 | -865.657 | 865.657 | 153998.6998 | 825421.8671 | 0 | 0 | 825421.8671 | 228234.0716 | 0 | 0 | 228234.0716 | 0 | -614.8387 | 0 | 0 | 17052.6503 | 78902.295 | 0 | 0 | 0 | 0 | 0 | 0 | 0 | 78902.295 | 0 | 0 | 0 | 0 | -115558.44 | -115558.44 | 0 | -19603.4947 | -8047160.7473
2025 | 156440.9824 | 0% | 0 | 833808.4662 | 0% | 0 | 231298.6062 | 0% | 0 | 156440.9824 | -865.657 | 865.657 | 155575.3254 | 833808.4662 | 0 | 0 | 833808.4662 | 231298.6062 | 0 | 0 | 231298.6062 | 0 | -614.8387 | 0 | 0 | 18554.0334 | 79296.8065 | 0 | 0 | 0 | 0 | 0 | 0 | 0 | 79296.8065 | 0 | 0 | 0 | 0 | -118447.4 | -118447.4 | 0 | -20596.5602 | -8067757.3075
2026 | 158017.608 | 0% | 0 | 842195.0653 | 0% | 0 | 234363.1407 | 0% | 0 | 158017.608 | -865.657 | 865.657 | 157151.951 | 842195.0653 | 0 | 0 | 842195.0653 | 234363.1407 | 0 | 0 | 234363.1407 | 0 | -614.8387 | 0 | 0 | 20251.2295 | 79693.2905 | 0 | 0 | 0 | 0 | 0 | 0 | 0 | 79693.2905 | 0 | 0 | 0 | 0 | -121408.59 | -121408.59 | 0 | -21464.07 | -8089221.3775
2027 | 159594.2336 | 0% | 0 | 850581.6644 | 0% | 0 | 237427.6753 | 0% | 0 | 159594.2336 | -865.657 | 865.657 | 158728.5766 | 850581.6644 | 0 | 0 | 850581.6644 | 237427.6753 | 0 | 0 | 237427.6753 | 0 | -614.8387 | 0 | 0 | 22001.1173 | 80091.757 | 0 | 0 | 0 | 0 | 0 | 0 | 0 | 80091.757 | 0 | 0 | 0 | 0 | -124443.8 | -124443.8 | 0 | -22350.9257 | -8111572.3032
2028 | 161170.8592 | 0% | 0 | 858968.2636 | 0% | 0 | 240492.2099 | 0% | 0 | 161170.8592 | -865.657 | 865.657 | 160305.2022 | 858968.2636 | 0 | 0 | 858968.2636 | 240492.2099 | 0 | 0 | 240492.2099 | 0 | -614.8387 | 0 | 0 | 23801.1387 | 80492.2157 | 0 | 0 | 0 | 0 | 0 | 0 | 0 | 80492.2157 | 0 | 0 | 0 | 0 | -127554.9 | -127554.9 | 0 | -23261.5455 | -8134833.8488
2029 | 162747.4848 | 0% | 0 | 867354.8627 | 0% | 0 | 243556.7444 | 0% | 0 | 162747.4848 | -865.657 | 865.657 | 161881.8278 | 867354.8627 | 0 | 0 | 867354.8627 | 243556.7444 | 0 | 0 | 243556.7444 | 0 | -614.8387 | 0 | 0 | 25648.7493 | 80894.6768 | 0 | 0 | 0 | 0 | 0 | 0 | 0 | 80894.6768 | 0 | 0 | 0 | 0 | -130743.77 | -130743.77 | 0 | -24200.3439 | -8159034.1927
2030 | 164324.1104 | 0% | 0 | 875741.4618 | 0% | 0 | 246621.279 | 0% | 0 | 164324.1104 | -865.657 | 865.657 | 163458.4534 | 875741.4618 | 0 | 0 | 875741.4618 | 246621.279 | 0 | 0 | 246621.279 | 0 | -614.8387 | 0 | 0 | 27541.418 | 81299.1502 | 0 | 0 | 0 | 0 | 0 | 0 | 0 | 81299.1502 | 0 | 0 | 0 | 0 | -134012.36 | -134012.36 | 0 | -25171.7918 | -8184205.9845
2031 | 165900.736 | 0% | 0 | 884128.061 | 0% | 0 | 249685.8135 | 0% | 0 | 165900.736 | -865.657 | 865.657 | 165035.079 | 884128.061 | 0 | 0 | 884128.061 | 249685.8135 | 0 | 0 | 249685.8135 | 0 | -614.8387 | 0 | 0 | 29708.7056 | 81705.646 | 0 | 0 | 0 | 0 | 0 | 0 | 0 | 81705.646 | 0 | 0 | 0 | 0 | -137362.67 | -137362.67 | 0 | -25948.3184 | -8210154.303
2032 | 167477.3616 | 0% | 0 | 892514.6601 | 0% | 0 | 252750.3481 | 0% | 0 | 167477.3616 | -865.657 | 865.657 | 166611.7046 | 892514.6601 | 0 | 0 | 892514.6601 | 252750.3481 | 0 | 0 | 252750.3481 | 0 | -614.8387 | 0 | 0 | 31929.0468 | 82114.1742 | 0 | 0 | 0 | 0 | 0 | 0 | 0 | 82114.1742 | 0 | 0 | 0 | 0 | -140796.74 | -140796.74 | 0 | -26753.519 | -8236907.822
2033 | 169053.9872 | 0% | 0 | 900901.2592 | 0% | 0 | 255814.8827 | 0% | 0 | 169053.9872 | -865.657 | 865.657 | 168188.3302 | 900901.2592 | 0 | 0 | 900901.2592 | 255814.8827 | 0 | 0 | 255814.8827 | 0 | -614.8387 | 0 | 0 | 33919.4495 | 82524.7451 | 0 | 0 | 0 | 0 | 0 | 0 | 0 | 82524.7451 | 0 | 0 | 0 | 0 | -144316.66 | -144316.66 | 0 | -27872.4655 | -8264780.2874
2034 | 170630.6128 | 0% | 0 | 909287.8584 | 0% | 0 | 258879.4172 | 0% | 0 | 170630.6128 | -865.657 | 865.657 | 169764.9558 | 909287.8584 | 0 | 0 | 909287.8584 | 258879.4172 | 0 | 0 | 258879.4172 | 0 | -614.8387 | 0 | 0 | 35668.6246 | 82937.3688 | 0 | 0 | 0 | 0 | 0 | 0 | 0 | 82937.3688 | 0 | 0 | 0 | 0 | -147924.57 | -147924.57 | 0 | -29318.5766 | -8294098.8641
2035 | 172207.2384 | 0% | 0 | 917674.4575 | 0% | 0 | 261943.9518 | 0% | 0 | 172207.2384 | -865.657 | 865.657 | 171341.5814 | 917674.4575 | 0 | 0 | 917674.4575 | 261943.9518 | 0 | 0 | 261943.9518 | 0 | -614.8387 | 0 | 0 | 37453.7153 | 83352.0556 | 0 | 0 | 0 | 0 | 0 | 0 | 0 | 83352.0556 | 0 | 0 | 0 | 0 | -151622.69 | -151622.69 | 0 | -30816.9191 | -8324915.7832
2036 | 173783.864 | 0% | 0 | 926061.0566 | 0% | 0 | 265008.4864 | 0% | 0 | 173783.864 | -865.657 | 865.657 | 172918.207 | 926061.0566 | 0 | 0 | 926061.0566 | 265008.4864 | 0 | 0 | 265008.4864 | 0 | -614.8387 | 0 | 0 | 39542.2209 | 83768.8159 | 0 | 0 | 0 | 0 | 0 | 0 | 0 | 83768.8159 | 0 | 0 | 0 | 0 | -155413.25 | -155413.25 | 0 | -32102.2132 | -8357017.9964
2037 | 175360.4896 | 0% | 0 | 934447.6557 | 0% | 0 | 268073.0209 | 0% | 0 | 175360.4896 | -865.657 | 865.657 | 174494.8326 | 934447.6557 | 0 | 0 | 934447.6557 | 268073.0209 | 0 | 0 | 268073.0209 | 0 | -614.8387 | 0 | 0 | 41621.6483 | 84187.66 | 0 | 0 | 0 | 0 | 0 | 0 | 0 | 84187.66 | 0 | 0 | 0 | 0 | -159298.59 | -159298.59 | 0 | -33489.2818 | -8390507.2781
2038 | 176937.1152 | 0% | 0 | 942834.2549 | 0% | 0 | 271137.5555 | 0% | 0 | 176937.1152 | -865.657 | 865.657 | 176071.4582 | 942834.2549 | 0 | 0 | 942834.2549 | 271137.5555 | 0 | 0 | 271137.5555 | 0 | -614.8387 | 0 | 0 | 43686.4866 | 84608.5983 | 0 | 0 | 0 | 0 | 0 | 0 | 0 | 84608.5983 | 0 | 0 | 0 | 0 | -163281.05 | -163281.05 | 0 | -34985.9651 | -8425493.2432
2039 | 178513.7408 | 0% | 0 | 951220.854 | 0% | 0 | 274202.0901 | 0% | 0 | 178513.7408 | -865.657 | 865.657 | 177648.0838 | 951220.854 | 0 | 0 | 951220.854 | 274202.0901 | 0 | 0 | 274202.0901 | 0 | -614.8387 | 0 | 0 | 45732.2447 | 85031.6413 | 0 | 0 | 0 | 0 | 0 | 0 | 0 | 85031.6413 | 0 | 0 | 0 | 0 | -167363.08 | -167363.08 | 0 | -36599.1941 | -8462092.4373
2040 | 180090.3664 | 0% | 0 | 959607.4531 | 0% | 0 | 277266.6246 | 0% | 0 | 180090.3664 | -865.657 | 865.657 | 179224.7094 | 959607.4531 | 0 | 0 | 959607.4531 | 277266.6246 | 0 | 0 | 277266.6246 | 0 | -614.8387 | 0 | 0 | 47877.7605 | 85456.7995 | 0 | 0 | 0 | 0 | 0 | 0 | 0 | 85456.7995 | 0 | 0 | 0 | 0 | -171547.15 | -171547.15 | 0 | -38212.59 | -8500305.0273
2041 | 181666.992 | 0% | 0 | 967994.0523 | 0% | 0 | 280331.1592 | 0% | 0 | 181666.992 | -865.657 | 865.657 | 180801.335 | 967994.0523 | 0 | 0 | 967994.0523 | 280331.1592 | 0 | 0 | 280331.1592 | 0 | -614.8387 | 0 | 0 | 49956.2355 | 85884.0835 | 0 | 0 | 0 | 0 | 0 | 0 | 0 | 85884.0835 | 0 | 0 | 0 | 0 | -175835.83 | -175835.83 | 0 | -39995.511 | -8540300.5383
2042 | 183243.6176 | 0% | 0 | 976380.6514 | 0% | 0 | 283395.6937 | 0% | 0 | 183243.6176 | -865.657 | 865.657 | 182377.9606 | 976380.6514 | 0 | 0 | 976380.6514 | 283395.6937 | 0 | 0 | 283395.6937 | 0 | -614.8387 | 0 | 0 | 51953.7188 | 86313.5039 | 0 | 0 | 0 | 0 | 0 | 0 | 0 | 86313.5039 | 0 | 0 | 0 | 0 | -180231.73 | -180231.73 | 0 | -41964.5074 | -8582265.0456
2043 | 184820.2432 | 0% | 0 | 984767.2505 | 0% | 0 | 286460.2283 | 0% | 0 | 184820.2432 | -865.657 | 865.657 | 183954.5862 | 984767.2505 | 0 | 0 | 984767.2505 | 286460.2283 | 0 | 0 | 286460.2283 | 0 | -614.8387 | 0 | 0 | 54200.4032 | 86745.0714 | 0 | 0 | 0 | 0 | 0 | 0 | 0 | 86745.0714 | 0 | 0 | 0 | 0 | -184737.52 | -184737.52 | 0 | -43792.0454 | -8626057.0911
2044 | 186396.8688 | 0% | 0 | 993153.8496 | 0% | 0 | 289524.7629 | 0% | 0 | 186396.8688 | -865.657 | 865.657 | 185531.2118 | 993153.8496 | 0 | 0 | 993153.8496 | 289524.7629 | 0 | 0 | 289524.7629 | 0 | -614.8387 | 0 | 0 | 56747.0678 | 87178.7968 | 0 | 0 | 0 | 0 | 0 | 0 | 0 | 87178.7968 | 0 | 0 | 0 | 0 | -189355.96 | -189355.96 | 0 | -45430.0954 | -8671487.1865
2045 | 187973.4944 | 0% | 0 | 1001540.4488 | 0% | 0 | 292589.2974 | 0% | 0 | 187973.4944 | -865.657 | 865.657 | 187107.8374 | 1001540.4488 | 0 | 0 | 1001540.4488 | 292589.2974 | 0 | 0 | 292589.2974 | 0 | -614.8387 | 0 | 0 | 59666.4676 | 87614.6908 | 0 | 0 | 0 | 0 | 0 | 0 | 0 | 87614.6908 | 0 | 0 | 0 | 0 | -194089.86 | -194089.86 | 0 | -46808.7016 | -8718295.8881
2046 | 189550.12 | 0% | 0 | 1009927.0479 | 0% | 0 | 295653.832 | 0% | 0 | 189550.12 | -865.657 | 865.657 | 188684.463 | 1009927.0479 | 0 | 0 | 1009927.0479 | 295653.832 | 0 | 0 | 295653.832 | 0 | -614.8387 | 0 | 0 | 62781.8933 | 88052.7642 | 0 | 0 | 0 | 0 | 0 | 0 | 0 | 88052.7642 | 0 | 0 | 0 | 0 | -198942.11 | -198942.11 | 0 | -48107.4525 | -8766403.3406
2047 | 191126.7456 | 0% | 0 | 1018313.647 | 0% | 0 | 298718.3666 | 0% | 0 | 191126.7456 | -865.657 | 865.657 | 190261.0886 | 1018313.647 | 0 | 0 | 1018313.647 | 298718.3666 | 0 | 0 | 298718.3666 | 0 | -614.8387 | 0 | 0 | 66117.8775 | 88493.028 | 0 | 0 | 0 | 0 | 0 | 0 | 0 | 88493.028 | 0 | 0 | 0 | 0 | -203915.66 | -203915.66 | 0 | -49304.7545 | -8815708.0951
2048 | 192703.3712 | 0% | 0 | 1026700.2462 | 0% | 0 | 301782.9011 | 0% | 0 | 192703.3712 | -865.657 | 865.657 | 191837.7142 | 1026700.2462 | 0 | 0 | 1026700.2462 | 301782.9011 | 0 | 0 | 301782.9011 | 0 | -614.8387 | 0 | 0 | 69701.0154 | 88935.4932 | 0 | 0 | 0 | 0 | 0 | 0 | 0 | 88935.4932 | 0 | 0 | 0 | 0 | -209013.55 | -209013.55 | 0 | -50377.0414 | -8866085.1366
2049 | 194279.9968 | 0% | 0 | 1035086.8453 | 0% | 0 | 304847.4357 | 0% | 0 | 194279.9968 | -865.657 | 865.657 | 193414.3398 | 1035086.8453 | 0 | 0 | 1035086.8453 | 304847.4357 | 0 | 0 | 304847.4357 | 0 | -614.8387 | 0 | 0 | 73559.7479 | 89380.1706 | 0 | 0 | 0 | 0 | 0 | 0 | 0 | 89380.1706 | 0 | 0 | 0 | 0 | -214238.89 | -214238.89 | 0 | -51298.9714 | -8917384.108
2050 | 195856.6225 | 0% | 0 | 1043473.4444 | 0% | 0 | 307911.9702 | 0% | 0 | 195856.6225 | -865.657 | 865.657 | 194990.9655 | 1043473.4444 | 0 | 0 | 1043473.4444 | 307911.9702 | 0 | 0 | 307911.9702 | 0 | -614.8387 | 0 | 0 | 77724.1488 | 89827.0715 | 0 | 0 | 0 | 0 | 0 | 0 | 0 | 89827.0715 | 0 | 0 | 0 | 0 | 0 | 0 | 0 | 167551.2203 | -8749832.8877
HOME

## Parabolic Trough SAM
| 0 | 1 | 2 | 3 | 4 | 5 | 6 | 7 | 8 | 9 | 10 | 11 | 12 | 13 | 14 | 15 | 16 | 17 | 18 | 19 | 20 | 21 | 22 | 23 | 24 | 25 | 26 | 27 | 28 | 29 | 30
Energy (kWh) | 0 | 865657 | 865657 | 865657 | 865657 | 865657 | 865657 | 865657 | 865657 | 865657 | 865657 | 865657 | 865657 | 865657 | 865657 | 865657 | 865657 | 865657 | 865657 | 865657 | 865657 | 865657 | 865657 | 865657 | 865657 | 865657 | 865657 | 865657 | 865657 | 865657 | 865657
Energy Value ($) | 0 | 0 | 0 | 0 | 0 | 0 | 0 | 0 | 0 | 0 | 0 | 0 | 0 | 0 | 0 | 0 | 0 | 0 | 0 | 0 | 0 | 0 | 0 | 0 | 0 | 0 | 0 | 0 | 0 | 0 | 0
Operating Expenses
Fixed O&M Annual | 0 | 0 | 0 | 0 | 0 | 0 | 0 | 0 | 0 | 0 | 0 | 0 | 0 | 0 | 0 | 0 | 0 | 0 | 0 | 0 | 0 | 0 | 0 | 0 | 0 | 0 | 0 | 0 | 0 | 0 | 0
Fixed O&M | 0 | 62300 | 63857.5 | 65453.94 | 67090.29 | 68767.54 | 70486.73 | 72248.9 | 74055.12 | 75906.5 | 77804.16 | 79749.27 | 81743 | 83786.57 | 85881.24 | 88028.27 | 90228.98 | 92484.7 | 94796.82 | 97166.74 | 99595.91 | 102085.8 | 104637.95 | 107253.9 | 109935.25 | 112683.63 | 115500.72 | 118388.24 | 121347.94 | 124381.64 | 127491.18
Variable O&M | 0 | 2596.97 | 2661.9 | 2728.44 | 2796.65 | 2866.57 | 2938.24 | 3011.69 | 3086.98 | 3164.16 | 3243.26 | 3324.34 | 3407.45 | 3492.64 | 3579.95 | 3669.45 | 3761.19 | 3855.22 | 3951.6 | 4050.39 | 4151.65 | 4255.44 | 4361.83 | 4470.87 | 4582.64 | 4697.21 | 4814.64 | 4935.01 | 5058.38 | 5184.84 | 5314.46
Fuel O&M | 0 | 0 | 0 | 0 | 0 | 0 | 0 | 0 | 0 | 0 | 0 | 0 | 0 | 0 | 0 | 0 | 0 | 0 | 0 | 0 | 0 | 0 | 0 | 0 | 0 | 0 | 0 | 0 | 0 | 0 | 0
Insurance | 0 | 39793.27 | 40788.1 | 41807.81 | 42853 | 43924.33 | 45022.43 | 46148 | 47301.7 | 48484.24 | 49696.34 | 50938.75 | 52212.22 | 53517.53 | 54855.46 | 56226.85 | 57632.52 | 59073.34 | 60550.17 | 62063.92 | 63615.52 | 65205.91 | 66836.06 | 68506.96 | 70219.63 | 71975.12 | 73774.5 | 75618.86 | 77509.34 | 79447.07 | 81433.25
Property Taxes | 0 | 0 | 0 | 0 | 0 | 0 | 0 | 0 | 0 | 0 | 0 | 0 | 0 | 0 | 0 | 0 | 0 | 0 | 0 | 0 | 0 | 0 | 0 | 0 | 0 | 0 | 0 | 0 | 0 | 0 | 0
Net Salvage Value | 0 | 0 | 0 | 0 | 0 | 0 | 0 | 0 | 0 | 0 | 0 | 0 | 0 | 0 | 0 | 0 | 0 | 0 | 0 | 0 | 0 | 0 | 0 | 0 | 0 | 0 | 0 | 0 | 0 | 0 | 0
Operating Costs | 0 | 104690.24 | 107307.5 | 109990.19 | 112739.94 | 115558.44 | 118447.4 | 121408.59 | 124443.8 | 127554.9 | 130743.77 | 134012.36 | 137362.67 | 140796.74 | 144316.66 | 147924.57 | 151622.69 | 155413.25 | 159298.59 | 163281.05 | 167363.08 | 171547.15 | 175835.83 | 180231.73 | 184737.52 | 189355.96 | 194089.86 | 198942.11 | 203915.66 | 209013.55 | 214238.89
Deductible Expenses | 0 | -104690.24 | -107307.5 | -109990.19 | -112739.94 | -115558.44 | -118447.4 | -121408.59 | -124443.8 | -127554.9 | -130743.77 | -134012.36 | -137362.67 | -140796.74 | -144316.66 | -147924.57 | -151622.69 | -155413.25 | -159298.59 | -163281.05 | -167363.08 | -171547.15 | -175835.83 | -180231.73 | -184737.52 | -189355.96 | -194089.86 | -198942.11 | -203915.66 | -209013.55 | -214238.89
Financing
Debt Balance | 0 | -3183461.74 | -2941938.99 | -2685924.89 | -2414549.93 | -2126892.48 | -1821975.59 | -1498763.68 | -1156159.05 | -792998.15 | -408047.59 | 0 | 0 | 0 | 0 | 0 | 0 | 0 | 0 | 0 | 0 | 0 | 0 | 0 | 0 | 0 | 0 | 0 | 0 | 0 | 0
Debt Interest Payment | 0 | 191007.7 | 176516.34 | 161155.49 | 144873 | 127613.55 | 109318.54 | 89925.82 | 69369.54 | 47579.89 | 24482.86 | 0 | 0 | 0 | 0 | 0 | 0 | 0 | 0 | 0 | 0 | 0 | 0 | 0 | 0 | 0 | 0 | 0 | 0 | 0 | 0
Debt Repayment | 0 | 241522.74 | 256014.11 | 271374.95 | 287657.45 | 304916.9 | 323211.91 | 342604.63 | 363160.9 | 384950.56 | 408047.59 | 0 | 0 | 0 | 0 | 0 | 0 | 0 | 0 | 0 | 0 | 0 | 0 | 0 | 0 | 0 | 0 | 0 | 0 | 0 | 0
Debt Total Payment | 0 | 432530.45 | 432530.45 | 432530.45 | 432530.45 | 432530.45 | 432530.45 | 432530.45 | 432530.45 | 432530.45 | 432530.45 | 0 | 0 | 0 | 0 | 0 | 0 | 0 | 0 | 0 | 0 | 0 | 0 | 0 | 0 | 0 | 0 | 0 | 0 | 0 | 0
Investment Based Incentives (IBI) | 0 | 0 | 0 | 0 | 0 | 0 | 0 | 0 | 0 | 0 | 0 | 0 | 0 | 0 | 0 | 0 | 0 | 0 | 0 | 0 | 0 | 0 | 0 | 0 | 0 | 0 | 0 | 0 | 0 | 0 | 0
Federal IBI | 0 | 0 | 0 | 0 | 0 | 0 | 0 | 0 | 0 | 0 | 0 | 0 | 0 | 0 | 0 | 0 | 0 | 0 | 0 | 0 | 0 | 0 | 0 | 0 | 0 | 0 | 0 | 0 | 0 | 0 | 0
State IBI | 0 | 0 | 0 | 0 | 0 | 0 | 0 | 0 | 0 | 0 | 0 | 0 | 0 | 0 | 0 | 0 | 0 | 0 | 0 | 0 | 0 | 0 | 0 | 0 | 0 | 0 | 0 | 0 | 0 | 0 | 0
Utility IBI | 0 | 0 | 0 | 0 | 0 | 0 | 0 | 0 | 0 | 0 | 0 | 0 | 0 | 0 | 0 | 0 | 0 | 0 | 0 | 0 | 0 | 0 | 0 | 0 | 0 | 0 | 0 | 0 | 0 | 0 | 0
Other IBI | 0 | 0 | 0 | 0 | 0 | 0 | 0 | 0 | 0 | 0 | 0 | 0 | 0 | 0 | 0 | 0 | 0 | 0 | 0 | 0 | 0 | 0 | 0 | 0 | 0 | 0 | 0 | 0 | 0 | 0 | 0
Capacity Based Incentives (CBI) | 0 | 0 | 0 | 0 | 0 | 0 | 0 | 0 | 0 | 0 | 0 | 0 | 0 | 0 | 0 | 0 | 0 | 0 | 0 | 0 | 0 | 0 | 0 | 0 | 0 | 0 | 0 | 0 | 0 | 0 | 0
Federal CBI | 0 | 0 | 0 | 0 | 0 | 0 | 0 | 0 | 0 | 0 | 0 | 0 | 0 | 0 | 0 | 0 | 0 | 0 | 0 | 0 | 0 | 0 | 0 | 0 | 0 | 0 | 0 | 0 | 0 | 0 | 0
State CBI | 0 | 0 | 0 | 0 | 0 | 0 | 0 | 0 | 0 | 0 | 0 | 0 | 0 | 0 | 0 | 0 | 0 | 0 | 0 | 0 | 0 | 0 | 0 | 0 | 0 | 0 | 0 | 0 | 0 | 0 | 0
Utility CBI | 0 | 0 | 0 | 0 | 0 | 0 | 0 | 0 | 0 | 0 | 0 | 0 | 0 | 0 | 0 | 0 | 0 | 0 | 0 | 0 | 0 | 0 | 0 | 0 | 0 | 0 | 0 | 0 | 0 | 0 | 0
Other CBI | 0 | 0 | 0 | 0 | 0 | 0 | 0 | 0 | 0 | 0 | 0 | 0 | 0 | 0 | 0 | 0 | 0 | 0 | 0 | 0 | 0 | 0 | 0 | 0 | 0 | 0 | 0 | 0 | 0 | 0 | 0
Performance Based Incentives (PBI) | 0 | 0 | 0 | 0 | 0 | 0 | 0 | 0 | 0 | 0 | 0 | 0 | 0 | 0 | 0 | 0 | 0 | 0 | 0 | 0 | 0 | 0 | 0 | 0 | 0 | 0 | 0 | 0 | 0 | 0 | 0
Federal PBI | 0 | 0 | 0 | 0 | 0 | 0 | 0 | 0 | 0 | 0 | 0 | 0 | 0 | 0 | 0 | 0 | 0 | 0 | 0 | 0 | 0 | 0 | 0 | 0 | 0 | 0 | 0 | 0 | 0 | 0 | 0
State PBI | 0 | 0 | 0 | 0 | 0 | 0 | 0 | 0 | 0 | 0 | 0 | 0 | 0 | 0 | 0 | 0 | 0 | 0 | 0 | 0 | 0 | 0 | 0 | 0 | 0 | 0 | 0 | 0 | 0 | 0 | 0
Utility PBI | 0 | 0 | 0 | 0 | 0 | 0 | 0 | 0 | 0 | 0 | 0 | 0 | 0 | 0 | 0 | 0 | 0 | 0 | 0 | 0 | 0 | 0 | 0 | 0 | 0 | 0 | 0 | 0 | 0 | 0 | 0
Other PBI | 0 | 0 | 0 | 0 | 0 | 0 | 0 | 0 | 0 | 0 | 0 | 0 | 0 | 0 | 0 | 0 | 0 | 0 | 0 | 0 | 0 | 0 | 0 | 0 | 0 | 0 | 0 | 0 | 0 | 0 | 0
Federal PTC | 0 | 0 | 0 | 0 | 0 | 0 | 0 | 0 | 0 | 0 | 0 | 0 | 0 | 0 | 0 | 0 | 0 | 0 | 0 | 0 | 0 | 0 | 0 | 0 | 0 | 0 | 0 | 0 | 0 | 0 | 0
State PTC | 0 | 0 | 0 | 0 | 0 | 0 | 0 | 0 | 0 | 0 | 0 | 0 | 0 | 0 | 0 | 0 | 0 | 0 | 0 | 0 | 0 | 0 | 0 | 0 | 0 | 0 | 0 | 0 | 0 | 0 | 0
Federal ITC | 0 | 0 | 0 | 0 | 0 | 0 | 0 | 0 | 0 | 0 | 0 | 0 | 0 | 0 | 0 | 0 | 0 | 0 | 0 | 0 | 0 | 0 | 0 | 0 | 0 | 0 | 0 | 0 | 0 | 0 | 0
State ITC | 0 | 0 | 0 | 0 | 0 | 0 | 0 | 0 | 0 | 0 | 0 | 0 | 0 | 0 | 0 | 0 | 0 | 0 | 0 | 0 | 0 | 0 | 0 | 0 | 0 | 0 | 0 | 0 | 0 | 0 | 0
Sales Tax Deduction |  | 390995.7
Tax Effect on Equity (State)
State Depreciation Schedule (%) | 0 | 35 | 26 | 15.6 | 11.01 | 11.01 | 1.38 | 0 | 0 | 0 | 0 | 0 | 0 | 0 | 0 | 0 | 0 | 0 | 0 | 0 | 0 | 0 | 0 | 0 | 0 | 0 | 0 | 0 | 0 | 0 | 0
State Depreciation | 0 | 2785529.02 | 2069250.13 | 1241550.08 | 876247.84 | 876247.84 | 109829.43 | 0 | 0 | 0 | 0 | 0 | 0 | 0 | 0 | 0 | 0 | 0 | 0 | 0 | 0 | 0 | 0 | 0 | 0 | 0 | 0 | 0 | 0 | 0 | 0
State Incentive Income Less Deductions | 0 | 0 | 0 | 0 | 0 | 0 | 0 | 0 | 0 | 0 | 0 | 0 | 0 | 0 | 0 | 0 | 0 | 0 | 0 | 0 | 0 | 0 | 0 | 0 | 0 | 0 | 0 | 0 | 0 | 0 | 0
State Taxable Income Less Deductions | 0 | -3472222.66 | -2353073.97 | -1512695.76 | -1133860.78 | -1119419.83 | -337595.37 | -211334.41 | -193813.34 | -175134.78 | -155226.62 | -134012.36 | -137362.67 | -140796.74 | -144316.66 | -147924.57 | -151622.69 | -155413.25 | -159298.59 | -163281.05 | -167363.08 | -171547.15 | -175835.83 | -180231.73 | -184737.52 | -189355.96 | -194089.86 | -198942.11 | -203915.66 | -209013.55 | -214238.89
State Income Taxes | 0 | -277777.81 | -188245.92 | -121015.66 | -90708.86 | -89553.59 | -27007.63 | -16906.75 | -15505.07 | -14010.78 | -12418.13 | -10720.99 | -10989.01 | -11263.74 | -11545.33 | -11833.97 | -12129.81 | -12433.06 | -12743.89 | -13062.48 | -13389.05 | -13723.77 | -14066.87 | -14418.54 | -14779 | -15148.48 | -15527.19 | -15915.37 | -16313.25 | -16721.08 | -17139.11
State Tax Savings | 0 | 277777.81 | 188245.92 | 121015.66 | 90708.86 | 89553.59 | 27007.63 | 16906.75 | 15505.07 | 14010.78 | 12418.13 | 10720.99 | 10989.01 | 11263.74 | 11545.33 | 11833.97 | 12129.81 | 12433.06 | 12743.89 | 13062.48 | 13389.05 | 13723.77 | 14066.87 | 14418.54 | 14779 | 15148.48 | 15527.19 | 15915.37 | 16313.25 | 16721.08 | 17139.11
Tax Effect on Equity (Federal)
Federal Depreciation Schedule (%) | 0 | 35 | 26 | 15.6 | 11.01 | 11.01 | 1.38 | 0 | 0 | 0 | 0 | 0 | 0 | 0 | 0 | 0 | 0 | 0 | 0 | 0 | 0 | 0 | 0 | 0 | 0 | 0 | 0 | 0 | 0 | 0 | 0
Federal Depreciation | 0 | 2785529.02 | 2069250.13 | 1241550.08 | 876247.84 | 876247.84 | 109829.43 | 0 | 0 | 0 | 0 | 0 | 0 | 0 | 0 | 0 | 0 | 0 | 0 | 0 | 0 | 0 | 0 | 0 | 0 | 0 | 0 | 0 | 0 | 0 | 0
Federal Incentive Income Less Deductions | 0 | -3194444.85 | -2164828.05 | -1391680.1 | -1043151.92 | -1029866.25 | -310587.74 | -194427.65 | -178308.28 | -161124 | -142808.49 | -123291.37 | -126373.66 | -129533 | -132771.32 | -136090.61 | -139492.87 | -142980.19 | -146554.7 | -150218.57 | -153974.03 | -157823.38 | -161768.97 | -165813.19 | -169958.52 | -174207.48 | -178562.67 | -183026.74 | -187602.41 | -192292.47 | -197099.78
Federal Taxable Incentive Income Less Deductions | 0 | -3194444.85 | -2164828.05 | -1391680.1 | -1043151.92 | -1029866.25 | -310587.74 | -194427.65 | -178308.28 | -161124 | -142808.49 | -123291.37 | -126373.66 | -129533 | -132771.32 | -136090.61 | -139492.87 | -142980.19 | -146554.7 | -150218.57 | -153974.03 | -157823.38 | -161768.97 | -165813.19 | -169958.52 | -174207.48 | -178562.67 | -183026.74 | -187602.41 | -192292.47 | -197099.78
Federal Income Taxes | 0 | -1118055.7 | -757689.82 | -487088.03 | -365103.17 | -360453.19 | -108705.71 | -68049.68 | -62407.9 | -56393.4 | -49982.97 | -43151.98 | -44230.78 | -45336.55 | -46469.96 | -47631.71 | -48822.51 | -50043.07 | -51294.14 | -52576.5 | -53890.91 | -55238.18 | -56619.14 | -58034.62 | -59485.48 | -60972.62 | -62496.93 | -64059.36 | -65660.84 | -67302.36 | -68984.92
Federal Tax Savings | 0 | 1118055.7 | 757689.82 | 487088.03 | 365103.17 | 360453.19 | 108705.71 | 68049.68 | 62407.9 | 56393.4 | 49982.97 | 43151.98 | 44230.78 | 45336.55 | 46469.96 | 47631.71 | 48822.51 | 50043.07 | 51294.14 | 52576.5 | 53890.91 | 55238.18 | 56619.14 | 58034.62 | 59485.48 | 60972.62 | 62496.93 | 64059.36 | 65660.84 | 67302.36 | 68984.92
After Tax Cost | -4775192.6 | 858612.82 | 406097.79 | 65583.06 | -89458.35 | -98082.11 | -415264.51 | -468982.6 | -479061.28 | -489681.16 | -500873.11 | -80139.39 | -82142.88 | -84196.45 | -86301.36 | -88458.89 | -90670.37 | -92937.13 | -95260.55 | -97642.07 | -100083.12 | -102585.2 | -105149.83 | -107778.57 | -110473.04 | -113234.86 | -116065.74 | -118967.38 | -121941.56 | -124990.1 | -128114.85
After Tax Cashflow | -4775192.6 | 858612.82 | 406097.79 | 65583.06 | -89458.35 | -98082.11 | -415264.51 | -468982.6 | -479061.28 | -489681.16 | -500873.11 | -80139.39 | -82142.88 | -84196.45 | -86301.36 | -88458.89 | -90670.37 | -92937.13 | -95260.55 | -97642.07 | -100083.12 | -102585.2 | -105149.83 | -107778.57 | -110473.04 | -113234.86 | -116065.74 | -118967.38 | -121941.56 | -124990.1 | -128114.85
Payback - expenses included | -7958654.34 | 1214358.17 | 767668.67 | 433329 | 284833.15 | 283147.69 | -26680.12 | -72602.33 | -74417.39 | -76277.83 | -78184.77 | -80139.39 | -82142.88 | -84196.45 | -86301.36 | -88458.89 | -90670.37 | -92937.13 | -95260.55 | -97642.07 | -100083.12 | -102585.2 | -105149.83 | -107778.57 | -110473.04 | -113234.86 | -116065.74 | -118967.38 | -121941.56 | -124990.1 | -128114.86
Cumulative payback - expenses included | -7958654.34 | -6744296.17 | -5976627.5 | -5543298.5 | -5258465.36 | -4975317.67 | -5001997.79 | -5074600.12 | -5149017.51 | -5225295.34 | -5303480.11 | -5383619.51 | -5465762.38 | -5549958.83 | -5636260.19 | -5724719.09 | -5815389.46 | -5908326.58 | -6003587.14 | -6101229.21 | -6201312.33 | -6303897.52 | -6409047.35 | -6516825.93 | -6627298.96 | -6740533.83 | -6856599.56 | -6975566.94 | -7097508.51 | -7222498.61 | -7350613.46
Payback - expenses excluded | -7958654.34 | 1276962.94 | 831838.55 | 499103.13 | 352251.63 | 352251.63 | 44151.43 | 0 | 0 | 0 | 0 | 0 | 0 | 0 | 0 | 0 | 0 | 0 | 0 | 0 | 0 | 0 | 0 | 0 | 0 | 0 | 0 | 0 | 0 | 0 | 0
Cumulative payback - expenses excluded | -7958654.34 | -6681691.4 | -5849852.85 | -5350749.72 | -4998498.09 | -4646246.46 | -4602095.03 | -4602095.03 | -4602095.03 | -4602095.03 | -4602095.03 | -4602095.03 | -4602095.03 | -4602095.03 | -4602095.03 | -4602095.03 | -4602095.03 | -4602095.03 | -4602095.03 | -4602095.03 | -4602095.03 | -4602095.03 | -4602095.03 | -4602095.03 | -4602095.03 | -4602095.03 | -4602095.03 | -4602095.03 | -4602095.03 | -4602095.03 | -4602095.03
Source: NREL's System Advisor Model
Installed Cost ($) | 7958650
Annual Energy (kWh) | 865657
Capacity Factor | 11.1033
Installed Cost per Capacity ($/kW) | 8942.31
Total Land Area (Acres) | 7.8094

## SteamLineImp
|  | Actionable Alternative: | Steam Line Improvements | [6 empty] | NPV through 2050 | Cumulative Carbon Abatement (2010 - 2050) | Contribution toward Neutralilty in |  | Average
|  | Year Implemented: | 2012 | [5 empty] | Avoided Compliance Risk: | 1809262.081 | 148530.3122 | 2050
|  | Reference Case: | BAU | [5 empty] | Incremental Fuel Savings (Cost): | 5580709.0699 | Average | 4498.4759 |  | 416111.4886
|  |  | Return to Summary | [5 empty] | Avoided Capital Cost: | 0 | 3808.4695 | 0.4114% |  | 0
|  | Wedge Group: | Campus Planning and the Built Environment | [5 empty] | New Capital Cost: | -675002.0162 |  |  |  | -29268.2927
[9 empty] | Avoided Operating Costs: | 0 |  |  |  | 0
[9 empty] | New Operating Costs: | 0 |  |  |  | 0
[9 empty] | Incremental Cash Flow: | 6714969.1347
[9 empty] | DPI: | 10.9481
[9 empty] | IRR: | 56.95%
[9 empty] | Simple Payback: | 1.863
[9 empty] | Total Incremental Savings (Cost) w/o Compliance Savings: | 4905707.0536
[9 empty] | Levelized Cost (Savings) per MTCDE Avoided: | -97.6777
[9 empty] | Levelized Avoided Compliance Cost per MTCDE Avoided: | 36.0243
| Incremental Utility Demand Savings | [8 empty] | Electricity Supply |  |  |  | Steam Supply |  |  |  | Chilled Water Supply |  |  |  | GHG and Compliance Risk Reductions |  |  |  |  | Incremental Fuel Savings (Cost) | [8 empty] | Incremental Non-Fuel OPEX/Capital Savings (Cost) | [6 empty] | Cash Flow
| Reference Electric Load | % Reduction from Reference | Change in Electricity Demand | Reference Steam Load | % Reduction from Reference | Change in Steam Demand | Reference Chilled Water Load | % Reduction from Reference | Change in Chilled Water Demand | Beginning Required P/E | Displaced P/E | New Electricity Source | Ending Required P/E | Beginning Required Steam | Displaced Steam | New Heat Source | Ending Required Steam | Beginning Required Chilled Water | Displaced Chilled Water | New Cooling Source | Ending Required Chilled Water | Scope 1 | Scope 2 | Scope 3 (Commuting) | Scope 3 (Air Travel, other) | Avoided Compliance Risk | Electricity Savings | New Electricity Source Fuel Cost | Steam Savings | New Steam Source Fuel Cost | Chilled Water Savings | New Chilled Water Source Fuel Cost | NG Savings | Campus Fleet Fuel | Incremental Fuel Savings (Cost) | Avoided Capital Cost | New Capital Cost | Incremental Capital | Avoided Operating Costs | New Operating Costs | Incremental OPEX | Other Revenue | Incremental Cash Flow | Cumulative Cash Flow | Notes/Description of Assumptions Please describe all assumptions for modeling here: |  | Losses before Improvements | Losses After Improvements | Reduction in Losses
FYE | MWh |  | MWh | MMBtu |  | MMBtu | MMBtu |  | MMBtu | MWh | MWh | MWh | MWh | MMBtu | MMBtu | MMBtu | MMBtu | MMBtu | MMBtu | MMBtu | MMBtu | MTCDE | MTCDE | MTCDE | MTCDE | 2010 $ | 2010 $ | 2010 $ | 2010 $ | 2010 $ | 2010 $ | 2010 $ | 2010 $ | 2010 $ | 2010 $ | 2010 $ | 2010 $ | 2010 $ | 2010 $ | 2010 $ | 2010 $ | 2010 $ | 2010 $ | 2010 $
2010 | 128552.6351 | 0% | 0 | 685461.0151 | 0% | 0 | 179442.3946 | 0% | 0 | 128552.6351 | 0 | 0 | 128552.6351 | 685461.0151 | 0 | 0 | 685461.0151 | 179442.3946 | 0 | 0 | 179442.3946 | 0 | 0 | 0 | 0 | 0 | 0 | 0 | 0 | 0 | 0 | 0 | 0 | 0 | 0 | 0 | 0 | 0 | 0 | 0 | 0 | 0 | 0 | 0 | Install new lines and abandon the steam tunnel. |  | 61691.4914 | 34273.0508 | 27418.4406
2011 | 130129.2607 | 0% | 0 | 693847.6143 | 0% | 0 | 182506.9291 | 0% | 0 | 130129.2607 | 0 | 0 | 130129.2607 | 693847.6143 | 0 | 0 | 693847.6143 | 182506.9291 | 0 | 0 | 182506.9291 | 0 | 0 | 0 | 0 | 0 | 0 | 0 | 0 | 0 | 0 | 0 | 0 | 0 | 0 | 0 | -600000 | -600000 | 0 | 0 | 0 | 0 | -600000 | -600000 |  |  | 62446.2853 | 34692.3807 | 27753.9046
2012 | 133825.368 | 0% | 0 | 713508.4454 | 4% | -28540.3378 | 188515.5603 | 0% | 0 | 133825.368 | 0 | 0 | 133825.368 | 684968.1076 | 0 | 0 | 684968.1076 | 188515.5603 | 0 | 0 | 188515.5603 | 0 | -3075.9772 | 0 | 0 | 0 | 0 | 0 | 318930.9882 | 0 | 0 | 0 | 0 | 0 | 318930.9882 | 0 | 0 | 0 | 0 | 0 | 0 | 0 | 318930.9882 | -281069.0118 | 9% | Starting steam loss | 64215.7601 | 35675.4223 | 28540.3378
2013 | 135980.034 | 0% | 0 | 724969.8351 | 4% | -28998.7934 | 192383.0303 | 0% | 0 | 135980.034 | 0 | 0 | 135980.034 | 695971.0417 | 0 | 0 | 695971.0417 | 192383.0303 | 0 | 0 | 192383.0303 | 0 | -3125.388 | 0 | 0 | 0 | 0 | 0 | 325674.3829 | 0 | 0 | 0 | 0 | 0 | 325674.3829 | 0 | 0 | 0 | 0 | 0 | 0 | 0 | 325674.3829 | 44605.3711 |  |  | 65247.2852 | 36248.4918 | 28998.7934
2014 | 137556.6596 | 0% | 0 | 733356.4343 | 4% | -29334.2574 | 195447.5648 | 0% | 0 | 137556.6596 | 0 | 0 | 137556.6596 | 704022.1769 | 0 | 0 | 704022.1769 | 195447.5648 | 0 | 0 | 195447.5648 | 0 | -3161.5431 | 0 | 0 | 0 | 0 | 0 | 331089.06 | 0 | 0 | 0 | 0 | 0 | 331089.06 | 0 | 0 | 0 | 0 | 0 | 0 | 0 | 331089.06 | 375694.4311 | 5% | Steam loss after improvements | 66002.0791 | 36667.8217 | 29334.2574
2015 | 140674.7264 | 0% | 0 | 749942.4749 | 4% | -29997.699 | 200653.2605 | 0% | 0 | 140674.7264 | 0 | 0 | 140674.7264 | 719944.7759 | 0 | 0 | 719944.7759 | 200653.2605 | 0 | 0 | 200653.2605 | 0 | -3233.0465 | 0 | 0 | 32877.9387 | 0 | 0 | 340270.0598 | 0 | 0 | 0 | 0 | 0 | 340270.0598 | 0 | 0 | 0 | 0 | 0 | 0 | 0 | 373147.9986 | 748842.4296 |  |  | 67494.8227 | 37497.1237 | 29997.699
2016 | 142251.352 | 0% | 0 | 758329.074 | 4% | -30333.163 | 203717.7951 | 0% | 0 | 142251.352 | 0 | 0 | 142251.352 | 727995.9111 | 0 | 0 | 727995.9111 | 203717.7951 | 0 | 0 | 203717.7951 | 0 | -3269.2016 | 0 | 0 | 38375.5434 | 0 | 0 | 345795.673 | 0 | 0 | 0 | 0 | 0 | 345795.673 | 0 | 0 | 0 | 0 | 0 | 0 | 0 | 384171.2164 | 1133013.646 | 600000 | Capital Cost (Gene) | 68249.6167 | 37916.4537 | 30333.163
2017 | 143827.9776 | 0% | 0 | 766715.6731 | 4% | -30668.6269 | 206782.3297 | 0% | 0 | 143827.9776 | 0 | 0 | 143827.9776 | 736047.0462 | 0 | 0 | 736047.0462 | 206782.3297 | 0 | 0 | 206782.3297 | 0 | -3305.3568 | 0 | 0 | 44228.5083 | 0 | 0 | 351368.0355 | 0 | 0 | 0 | 0 | 0 | 351368.0355 | 0 | 0 | 0 | 0 | 0 | 0 | 0 | 395596.5438 | 1528610.1898 |  |  | 69004.4106 | 38335.7837 | 30668.6269
2018 | 145404.6032 | 0% | 0 | 775102.2723 | 4% | -31004.0909 | 209846.8642 | 0% | 0 | 145404.6032 | 0 | 0 | 145404.6032 | 744098.1814 | 0 | 0 | 744098.1814 | 209846.8642 | 0 | 0 | 209846.8642 | 0 | -3341.5119 | 0 | 0 | 50437.1926 | 0 | 0 | 356987.4767 | 0 | 0 | 0 | 0 | 0 | 356987.4767 | 0 | 0 | 0 | 0 | 0 | 0 | 0 | 407424.6694 | 1936034.8592 | 2012 | Online Date | 69759.2045 | 38755.1136 | 31004.0909
2019 | 146981.2288 | 0% | 0 | 783488.8714 | 4% | -31339.5549 | 212911.3988 | 0% | 0 | 146981.2288 | 0 | 0 | 146981.2288 | 752149.3165 | 0 | 0 | 752149.3165 | 212911.3988 | 0 | 0 | 212911.3988 | 0 | -3377.667 | 0 | 0 | 57001.7074 | 0 | 0 | 362654.3282 | 0 | 0 | 0 | 0 | 0 | 362654.3282 | 0 | 0 | 0 | 0 | 0 | 0 | 0 | 419656.0356 | 2355690.8947 |  |  | 70513.9984 | 39174.4436 | 31339.5549
2020 | 148557.8544 | 0% | 0 | 791875.4705 | 4% | -31675.0188 | 215975.9334 | 0% | 0 | 148557.8544 | 0 | 0 | 148557.8544 | 760200.4517 | 0 | 0 | 760200.4517 | 215975.9334 | 0 | 0 | 215975.9334 | 0 | -3413.8221 | 0 | 0 | 63921.9216 | 0 | 0 | 368368.9235 | 0 | 0 | 0 | 0 | 0 | 368368.9235 | 0 | 0 | 0 | 0 | 0 | 0 | 0 | 432290.8451 | 2787981.7398 | 25 | Useful life (yrs) | 71268.7923 | 39593.7735 | 31675.0188
2021 | 150134.48 | 0% | 0 | 800262.0697 | 4% | -32010.4828 | 219040.4679 | 0% | 0 | 150134.48 | 0 | 0 | 150134.48 | 768251.5869 | 0 | 0 | 768251.5869 | 219040.4679 | 0 | 0 | 219040.4679 | 0 | -3449.9773 | 0 | 0 | 71956.1462 | 0 | 0 | 374131.5983 | 0 | 0 | 0 | 0 | 0 | 374131.5983 | 0 | 0 | 0 | 0 | 0 | 0 | 0 | 446087.7445 | 3234069.4843 |  |  | 72023.5863 | 40013.1035 | 32010.4828
2022 | 151711.1056 | 0% | 0 | 808648.6688 | 4% | -32345.9468 | 222105.0025 | 0% | 0 | 151711.1056 | 0 | 0 | 151711.1056 | 776302.722 | 0 | 0 | 776302.722 | 222105.0025 | 0 | 0 | 222105.0025 | 0 | -3486.1324 | 0 | 0 | 80431.4718 | 0 | 0 | 379942.6907 | 0 | 0 | 0 | 0 | 0 | 379942.6907 | 0 | 0 | 0 | 0 | 0 | 0 | 0 | 460374.1626 | 3694443.6469 |  |  | 72778.3802 | 40432.4334 | 32345.9468
2023 | 153287.7312 | 0% | 0 | 817035.2679 | 4% | -32681.4107 | 225169.537 | 0% | 0 | 153287.7312 | 0 | 0 | 153287.7312 | 784353.8572 | 0 | 0 | 784353.8572 | 225169.537 | 0 | 0 | 225169.537 | 0 | -3522.2875 | 0 | 0 | 89345.1362 | 0 | 0 | 385802.5408 | 0 | 0 | 0 | 0 | 0 | 385802.5408 | 0 | 0 | 0 | 0 | 0 | 0 | 0 | 475147.677 | 4169591.3239 |  |  | 73533.1741 | 40851.7634 | 32681.4107
2024 | 154864.3568 | 0% | 0 | 825421.8671 | 4% | -33016.8747 | 228234.0716 | 0% | 0 | 154864.3568 | 0 | 0 | 154864.3568 | 792404.9924 | 0 | 0 | 792404.9924 | 228234.0716 | 0 | 0 | 228234.0716 | 0 | -3558.4426 | 0 | 0 | 98693.9787 | 0 | 0 | 391711.4907 | 0 | 0 | 0 | 0 | 0 | 391711.4907 | 0 | 0 | 0 | 0 | 0 | 0 | 0 | 490405.4694 | 4659996.7933 |  |  | 74287.968 | 41271.0934 | 33016.8747
2025 | 156440.9824 | 0% | 0 | 833808.4662 | 4% | -33352.3386 | 231298.6062 | 0% | 0 | 156440.9824 | 0 | 0 | 156440.9824 | 800456.1275 | 0 | 0 | 800456.1275 | 231298.6062 | 0 | 0 | 231298.6062 | 0 | -3594.5978 | 0 | 0 | 108474.4443 | 0 | 0 | 397669.8851 | 0 | 0 | 0 | 0 | 0 | 397669.8851 | 0 | 0 | 0 | 0 | 0 | 0 | 0 | 506144.3295 | 5166141.1228 |  |  | 75042.762 | 41690.4233 | 33352.3386
2026 | 158017.608 | 0% | 0 | 842195.0653 | 4% | -33687.8026 | 234363.1407 | 0% | 0 | 158017.608 | 0 | 0 | 158017.608 | 808507.2627 | 0 | 0 | 808507.2627 | 234363.1407 | 0 | 0 | 234363.1407 | 0 | -3630.7529 | 0 | 0 | 119587.803 | 0 | 0 | 403678.0707 | 0 | 0 | 0 | 0 | 0 | 403678.0707 | 0 | 0 | 0 | 0 | 0 | 0 | 0 | 523265.8737 | 5689406.9965 |  |  | 75797.5559 | 42109.7533 | 33687.8026
2027 | 159594.2336 | 0% | 0 | 850581.6644 | 4% | -34023.2666 | 237427.6753 | 0% | 0 | 159594.2336 | 0 | 0 | 159594.2336 | 816558.3979 | 0 | 0 | 816558.3979 | 237427.6753 | 0 | 0 | 237427.6753 | 0 | -3666.908 | 0 | 0 | 131215.0207 | 0 | 0 | 409736.3964 | 0 | 0 | 0 | 0 | 0 | 409736.3964 | 0 | 0 | 0 | 0 | 0 | 0 | 0 | 540951.4171 | 6230358.4136 |  |  | 76552.3498 | 42529.0832 | 34023.2666
2028 | 161170.8592 | 0% | 0 | 858968.2636 | 4% | -34358.7305 | 240492.2099 | 0% | 0 | 161170.8592 | 0 | 0 | 161170.8592 | 824609.533 | 0 | 0 | 824609.533 | 240492.2099 | 0 | 0 | 240492.2099 | 0 | -3703.0631 | 0 | 0 | 143349.9857 | 0 | 0 | 415845.2133 | 0 | 0 | 0 | 0 | 0 | 415845.2133 | 0 | 0 | 0 | 0 | 0 | 0 | 0 | 559195.199 | 6789553.6126 |  |  | 77307.1437 | 42948.4132 | 34358.7305
2029 | 162747.4848 | 0% | 0 | 867354.8627 | 4% | -34694.1945 | 243556.7444 | 0% | 0 | 162747.4848 | 0 | 0 | 162747.4848 | 832660.6682 | 0 | 0 | 832660.6682 | 243556.7444 | 0 | 0 | 243556.7444 | 0 | -3739.2183 | 0 | 0 | 155986.0677 | 0 | 0 | 422004.8751 | 0 | 0 | 0 | 0 | 0 | 422004.8751 | 0 | 0 | 0 | 0 | 0 | 0 | 0 | 577990.9428 | 7367544.5553 |  |  | 78061.9376 | 43367.7431 | 34694.1945
2030 | 164324.1104 | 0% | 0 | 875741.4618 | 4% | -35029.6585 | 246621.279 | 0% | 0 | 164324.1104 | 0 | 0 | 164324.1104 | 840711.8034 | 0 | 0 | 840711.8034 | 246621.279 | 0 | 0 | 246621.279 | 0 | -3775.3734 | 0 | 0 | 169116.1208 | 0 | 0 | 428215.7373 | 0 | 0 | 0 | 0 | 0 | 428215.7373 | 0 | 0 | 0 | 0 | 0 | 0 | 0 | 597331.8581 | 7964876.4134 |  |  | 78816.7316 | 43787.0731 | 35029.6585
2031 | 165900.736 | 0% | 0 | 884128.061 | 4% | -35365.1224 | 249685.8135 | 0% | 0 | 165900.736 | 0 | 0 | 165900.736 | 848762.9385 | 0 | 0 | 848762.9385 | 249685.8135 | 0 | 0 | 249685.8135 | 0 | -3811.5285 | 0 | 0 | 184171.1945 | 0 | 0 | 434478.158 | 0 | 0 | 0 | 0 | 0 | 434478.158 | 0 | 0 | 0 | 0 | 0 | 0 | 0 | 618649.3526 | 8583525.766 |  |  | 79571.5255 | 44206.403 | 35365.1224
2032 | 167477.3616 | 0% | 0 | 892514.6601 | 4% | -35700.5864 | 252750.3481 | 0% | 0 | 167477.3616 | 0 | 0 | 167477.3616 | 856814.0737 | 0 | 0 | 856814.0737 | 252750.3481 | 0 | 0 | 252750.3481 | 0 | -3847.6837 | 0 | 0 | 199813.171 | 0 | 0 | 440792.4976 | 0 | 0 | 0 | 0 | 0 | 440792.4976 | 0 | 0 | 0 | 0 | 0 | 0 | 0 | 640605.6685 | 9224131.4345 |  |  | 80326.3194 | 44625.733 | 35700.5864
2033 | 169053.9872 | 0% | 0 | 900901.2592 | 4% | -36036.0504 | 255814.8827 | 0% | 0 | 169053.9872 | 0 | 0 | 169053.9872 | 864865.2089 | 0 | 0 | 864865.2089 | 255814.8827 | 0 | 0 | 255814.8827 | 0 | -3883.8388 | 0 | 0 | 214263.7931 | 0 | 0 | 447159.1185 | 0 | 0 | 0 | 0 | 0 | 447159.1185 | 0 | 0 | 0 | 0 | 0 | 0 | 0 | 661422.9117 | 9885554.3462 |  |  | 81081.1133 | 45045.063 | 36036.0504
2034 | 170630.6128 | 0% | 0 | 909287.8584 | 4% | -36371.5143 | 258879.4172 | 0% | 0 | 170630.6128 | 0 | 0 | 170630.6128 | 872916.344 | 0 | 0 | 872916.344 | 258879.4172 | 0 | 0 | 258879.4172 | 0 | -3919.9939 | 0 | 0 | 227410.522 | 0 | 0 | 453578.3859 | 0 | 0 | 0 | 0 | 0 | 453578.3859 | 0 | 0 | 0 | 0 | 0 | 0 | 0 | 680988.9079 | 10566543.2541 |  |  | 81835.9073 | 45464.3929 | 36371.5143
2035 | 172207.2384 | 0% | 0 | 917674.4575 | 4% | -36706.9783 | 261943.9518 | 0% | 0 | 172207.2384 | 0 | 0 | 172207.2384 | 880967.4792 | 0 | 0 | 880967.4792 | 261943.9518 | 0 | 0 | 261943.9518 | 0 | -3956.149 | 0 | 0 | 240994.0658 | 0 | 0 | 460050.667 | 0 | 0 | 0 | 0 | 0 | 460050.667 | 0 | 0 | 0 | 0 | 0 | 0 | 0 | 701044.7328 | 11267587.9869 |  |  | 82590.7012 | 45883.7229 | 36706.9783
2036 | 173783.864 | 0% | 0 | 926061.0566 | 4% | -37042.4423 | 265008.4864 | 0% | 0 | 173783.864 | 0 | 0 | 173783.864 | 889018.6143 | 0 | 0 | 889018.6143 | 265008.4864 | 0 | 0 | 265008.4864 | 0 | -3992.3042 | 0 | 0 | 256757.7016 | 0 | 0 | 466576.3314 | 0 | 0 | 0 | 0 | 0 | 466576.3314 | 0 | -600000 | -600000 | 0 | 0 | 0 | 0 | 123334.033 | 11390922.0199 |  |  | 83345.4951 | 46303.0528 | 37042.4423
2037 | 175360.4896 | 0% | 0 | 934447.6557 | 4% | -37377.9062 | 268073.0209 | 0% | 0 | 175360.4896 | 0 | 0 | 175360.4896 | 897069.7495 | 0 | 0 | 897069.7495 | 268073.0209 | 0 | 0 | 268073.0209 | 0 | -4028.4593 | 0 | 0 | 272707.4823 | 0 | 0 | 473155.7512 | 0 | 0 | 0 | 0 | 0 | 473155.7512 | 0 | 0 | 0 | 0 | 0 | 0 | 0 | 745863.2335 | 12136785.2533 |  |  | 84100.289 | 46722.3828 | 37377.9062
2038 | 176937.1152 | 0% | 0 | 942834.2549 | 4% | -37713.3702 | 271137.5555 | 0% | 0 | 176937.1152 | 0 | 0 | 176937.1152 | 905120.8847 | 0 | 0 | 905120.8847 | 271137.5555 | 0 | 0 | 271137.5555 | 0 | -4064.6144 | 0 | 0 | 288805.3751 | 0 | 0 | 479789.3008 | 0 | 0 | 0 | 0 | 0 | 479789.3008 | 0 | 0 | 0 | 0 | 0 | 0 | 0 | 768594.6758 | 12905379.9292 |  |  | 84855.0829 | 47141.7127 | 37713.3702
2039 | 178513.7408 | 0% | 0 | 951220.854 | 4% | -38048.8342 | 274202.0901 | 0% | 0 | 178513.7408 | 0 | 0 | 178513.7408 | 913172.0198 | 0 | 0 | 913172.0198 | 274202.0901 | 0 | 0 | 274202.0901 | 0 | -4100.7695 | 0 | 0 | 305018.8514 | 0 | 0 | 486477.357 | 0 | 0 | 0 | 0 | 0 | 486477.357 | 0 | 0 | 0 | 0 | 0 | 0 | 0 | 791496.2084 | 13696876.1376 |  |  | 85609.8769 | 47561.0427 | 38048.8342
2040 | 180090.3664 | 0% | 0 | 959607.4531 | 4% | -38384.2981 | 277266.6246 | 0% | 0 | 180090.3664 | 0 | 0 | 180090.3664 | 921223.155 | 0 | 0 | 921223.155 | 277266.6246 | 0 | 0 | 277266.6246 | 0 | -4136.9247 | 0 | 0 | 322144.1436 | 0 | 0 | 493220.299 | 0 | 0 | 0 | 0 | 0 | 493220.299 | 0 | 0 | 0 | 0 | 0 | 0 | 0 | 815364.4426 | 14512240.5802 |  |  | 86364.6708 | 47980.3727 | 38384.2981
2041 | 181666.992 | 0% | 0 | 967994.0523 | 4% | -38719.7621 | 280331.1592 | 0% | 0 | 181666.992 | 0 | 0 | 181666.992 | 929274.2902 | 0 | 0 | 929274.2902 | 280331.1592 | 0 | 0 | 280331.1592 | 0 | -4173.0798 | 0 | 0 | 339066.7423 | 0 | 0 | 500018.5085 | 0 | 0 | 0 | 0 | 0 | 500018.5085 | 0 | 0 | 0 | 0 | 0 | 0 | 0 | 839085.2508 | 15351325.831 |  |  | 87119.4647 | 48399.7026 | 38719.7621
2042 | 183243.6176 | 0% | 0 | 976380.6514 | 4% | -39055.2261 | 283395.6937 | 0% | 0 | 183243.6176 | 0 | 0 | 183243.6176 | 937325.4253 | 0 | 0 | 937325.4253 | 283395.6937 | 0 | 0 | 283395.6937 | 0 | -4209.2349 | 0 | 0 | 355679.3108 | 0 | 0 | 506872.3696 | 0 | 0 | 0 | 0 | 0 | 506872.3696 | 0 | 0 | 0 | 0 | 0 | 0 | 0 | 862551.6804 | 16213877.5114 |  |  | 87874.2586 | 48819.0326 | 39055.2261
2043 | 184820.2432 | 0% | 0 | 984767.2505 | 4% | -39390.69 | 286460.2283 | 0% | 0 | 184820.2432 | 0 | 0 | 184820.2432 | 945376.5605 | 0 | 0 | 945376.5605 | 286460.2283 | 0 | 0 | 286460.2283 | 0 | -4245.39 | 0 | 0 | 374247.5057 | 0 | 0 | 513782.2688 | 0 | 0 | 0 | 0 | 0 | 513782.2688 | 0 | 0 | 0 | 0 | 0 | 0 | 0 | 888029.7745 | 17101907.2859 |  |  | 88629.0525 | 49238.3625 | 39390.69
2044 | 186396.8688 | 0% | 0 | 993153.8496 | 4% | -39726.154 | 289524.7629 | 0% | 0 | 186396.8688 | 0 | 0 | 186396.8688 | 953427.6957 | 0 | 0 | 953427.6957 | 289524.7629 | 0 | 0 | 289524.7629 | 0 | -4281.5452 | 0 | 0 | 395168.8983 | 0 | 0 | 520748.5953 | 0 | 0 | 0 | 0 | 0 | 520748.5953 | 0 | 0 | 0 | 0 | 0 | 0 | 0 | 915917.4936 | 18017824.7795 |  |  | 89383.8465 | 49657.6925 | 39726.154
2045 | 187973.4944 | 0% | 0 | 1001540.4488 | 4% | -40061.618 | 292589.2974 | 0% | 0 | 187973.4944 | 0 | 0 | 187973.4944 | 961478.8308 | 0 | 0 | 961478.8308 | 292589.2974 | 0 | 0 | 292589.2974 | 0 | -4317.7003 | 0 | 0 | 419007.331 | 0 | 0 | 527771.7404 | 0 | 0 | 0 | 0 | 0 | 527771.7404 | 0 | 0 | 0 | 0 | 0 | 0 | 0 | 946779.0714 | 18964603.8509 |  |  | 90138.6404 | 50077.0224 | 40061.618
2046 | 189550.12 | 0% | 0 | 1009927.0479 | 4% | -40397.0819 | 295653.832 | 0% | 0 | 189550.12 | 0 | 0 | 189550.12 | 969529.966 | 0 | 0 | 969529.966 | 295653.832 | 0 | 0 | 295653.832 | 0 | -4353.8554 | 0 | 0 | 444577.2263 | 0 | 0 | 534852.0983 | 0 | 0 | 0 | 0 | 0 | 534852.0983 | 0 | 0 | 0 | 0 | 0 | 0 | 0 | 979429.3246 | 19944033.1755 |  |  | 90893.4343 | 50496.3524 | 40397.0819
2047 | 191126.7456 | 0% | 0 | 1018313.647 | 4% | -40732.5459 | 298718.3666 | 0% | 0 | 191126.7456 | 0 | 0 | 191126.7456 | 977581.1012 | 0 | 0 | 977581.1012 | 298718.3666 | 0 | 0 | 298718.3666 | 0 | -4390.0106 | 0 | 0 | 472088.333 | 0 | 0 | 541990.0654 | 0 | 0 | 0 | 0 | 0 | 541990.0654 | 0 | 0 | 0 | 0 | 0 | 0 | 0 | 1014078.3984 | 20958111.5739 |  |  | 91648.2282 | 50915.6824 | 40732.5459
2048 | 192703.3712 | 0% | 0 | 1026700.2462 | 4% | -41068.0098 | 301782.9011 | 0% | 0 | 192703.3712 | 0 | 0 | 192703.3712 | 985632.2363 | 0 | 0 | 985632.2363 | 301782.9011 | 0 | 0 | 301782.9011 | 0 | -4426.1657 | 0 | 0 | 501771.0158 | 0 | 0 | 549186.0409 | 0 | 0 | 0 | 0 | 0 | 549186.0409 | 0 | 0 | 0 | 0 | 0 | 0 | 0 | 1050957.0567 | 22009068.6306 |  |  | 92403.0222 | 51335.0123 | 41068.0098
2049 | 194279.9968 | 0% | 0 | 1035086.8453 | 4% | -41403.4738 | 304847.4357 | 0% | 0 | 194279.9968 | 0 | 0 | 194279.9968 | 993683.3715 | 0 | 0 | 993683.3715 | 304847.4357 | 0 | 0 | 304847.4357 | 0 | -4462.3208 | 0 | 0 | 533875.2919 | 0 | 0 | 556440.4265 | 0 | 0 | 0 | 0 | 0 | 556440.4265 | 0 | 0 | 0 | 0 | 0 | 0 | 0 | 1090315.7184 | 23099384.349 |  |  | 93157.8161 | 51754.3423 | 41403.4738
2050 | 195856.6225 | 0% | 0 | 1043473.4444 | 4% | -41738.9378 | 307911.9702 | 0% | 0 | 195856.6225 | 0 | 0 | 195856.6225 | 1001734.5066 | 0 | 0 | 1001734.5066 | 307911.9702 | 0 | 0 | 307911.9702 | 0 | -4498.4759 | 0 | 0 | 568669.8141 | 0 | 0 | 563753.6262 | 0 | 0 | 0 | 0 | 0 | 563753.6262 | 0 | 0 | 0 | 0 | 0 | 0 | 0 | 1132423.4403 | 24231807.7893 |  |  | 93912.61 | 52173.6722 | 41738.9378
HOME

## UnitaryChiller
|  | Actionable Alternative: | Unitary Chiller Upgrades | [6 empty] | NPV through 2050 | Cumulative Carbon Abatement (2010 - 2050) | Contribution toward Neutralilty in |  | Average
|  | Year Implemented: | 2010 | [5 empty] | Avoided Compliance Risk: | 1097146.5315 | 90574.5655 | 2050
|  | Reference Case: | BAU | [5 empty] | Incremental Fuel Savings (Cost): | 4104846.4331 | Average | 2370.5244 |  | 294586.9153
|  |  | Return to Summary | [5 empty] | Avoided Capital Cost: | 0 | 2209.1357 | 0.2168% |  | 0
|  | Wedge Group: | Campus Planning and the Built Environment | [5 empty] | New Capital Cost: | -5165376.0048 |  |  |  | -154878.0488
[9 empty] | Avoided Operating Costs: | 0 |  |  |  | 0
[9 empty] | New Operating Costs: | 0 |  |  |  | 0
[9 empty] | Incremental Cash Flow: | 36616.9597
[9 empty] | DPI: | 1.0071
[9 empty] | IRR: | 5.67%
[9 empty] | Simple Payback: | 20.7989
[9 empty] | Total Incremental Savings (Cost) w/o Compliance Savings: | -1060529.5717
[9 empty] | Levelized Cost (Savings) per MTCDE Avoided: | 33.3897
[9 empty] | Levelized Avoided Compliance Cost per MTCDE Avoided: | 34.5425
| Incremental Utility Demand Savings | [8 empty] | Electricity Supply |  |  |  | Steam Supply |  |  |  | Chilled Water Supply |  |  |  | GHG and Compliance Risk Reductions |  |  |  |  | Incremental Fuel Savings (Cost) | [8 empty] | Incremental Non-Fuel OPEX/Capital Savings (Cost) | [6 empty] | Cash Flow
| Reference Electric Load | % Reduction from Reference | Change in Electricity Demand | Reference Steam Load | % Reduction from Reference | Change in Steam Demand | Reference Chilled Water Load | % Reduction from Reference | Change in Chilled Water Demand | Beginning Required P/E | Displaced P/E | New Electricity Source | Ending Required P/E | Beginning Required Steam | Displaced Steam | New Heat Source | Ending Required Steam | Beginning Required Chilled Water | Displaced Chilled Water | New Cooling Source | Ending Required Chilled Water | Scope 1 | Scope 2 | Scope 3 (Commuting) | Scope 3 (Air Travel, other) | Avoided Compliance Risk | Electricity Savings | New Electricity Source Fuel Cost | Steam Savings | New Steam Source Fuel Cost | Chilled Water Savings | New Chilled Water Source Fuel Cost | NG Savings | Campus Fleet Fuel | Incremental Fuel Savings (Cost) | Avoided Capital Cost | New Capital Cost | Incremental Capital | Avoided Operating Costs | New Operating Costs | Incremental OPEX | Other Revenue | Incremental Cash Flow | Cumulative Cash Flow | Notes/Description of Assumptions Please describe all assumptions for modeling here: |  | Replace in Year | Building | Tons | Unit Description | Replacement Cost | Utilization Rate | ton-hrs
FYE | MWh |  | MWh | MMBtu |  | MMBtu | MMBtu |  | MMBtu | MWh | MWh | MWh | MWh | MMBtu | MMBtu | MMBtu | MMBtu | MMBtu | MMBtu | MMBtu | MMBtu | MTCDE | MTCDE | MTCDE | MTCDE | 2010 $ | 2010 $ | 2010 $ | 2010 $ | 2010 $ | 2010 $ | 2010 $ | 2010 $ | 2010 $ | 2010 $ | 2010 $ | 2010 $ | 2010 $ | 2010 $ | 2010 $ | 2010 $ | 2010 $ | 2010 $ | 2010 $
2010 | 128552.6351 | 0% | 0 | 685461.0151 | 0% | 0 | 179442.3946 | 0% | 0 | 128552.6351 | 0 | 0 | 128552.6351 | 685461.0151 | 0 | 0 | 685461.0151 | 179442.3946 | 0 | 0 | 179442.3946 | 0 | 0 | 0 | 0 | 0 | 0 | 0 | 0 | 0 | 0 | 0 | 0 | 0 | 0 | 0 | 0 | 0 | 0 | 0 | 0 | 0 | 0 | 0 | Varies | Online Date | 2012 | Bio Enterprise (2) | 320 | ton Trane units | 1600000 | 75% | 4204800
2011 | 130129.2607 | 0% | 0 | 693847.6143 | 0% | 0 | 182506.9291 | 0% | 0 | 130129.2607 | 0 | 0 | 130129.2607 | 693847.6143 | 0 | 0 | 693847.6143 | 182506.9291 | 0 | 0 | 182506.9291 | 0 | 0 | 0 | 0 | 0 | 0 | 0 | 0 | 0 | 0 | 0 | 0 | 0 | 0 | 0 | 0 | 0 | 0 | 0 | 0 | 0 | 0 | 0 |  |  | 2012 | CCSB | 140 | ton air cooled chiller | 350000 | 75% | 919800
2012 | 133825.368 | 0% | 0 | 713508.4454 | 0% | 0 | 188515.5603 | 0% | 0 | 133825.368 | -6438.6 | 5150.88 | 132537.648 | 713508.4454 | 0 | 0 | 713508.4454 | 188515.5603 | 0 | 0 | 188515.5603 | 0 | -914.6118 | 0 | 0 | 0 | 110553.4984 | 0 | 0 | 0 | 0 | 0 | 0 | 0 | 110553.4984 | 0 | -2450000 | -2450000 | 0 | 0 | 0 | 0 | -2339446.5016 | -2339446.5016 | 20 | Useful Life (yrs) | 2012 | Pathology | 200 | ton (r-11) Carrier unit | 500000 | 75% | 1314000
2013 | 135980.034 | 0% | 0 | 724969.8351 | 0% | 0 | 192383.0303 | 0% | 0 | 135980.034 | -13731.3 | 10985.04 | 133233.774 | 724969.8351 | 0 | 0 | 724969.8351 | 192383.0303 | 0 | 0 | 192383.0303 | 0 | -1950.5496 | 0 | 0 | 0 | 236951.1181 | 0 | 0 | 0 | 0 | 0 | 0 | 0 | 236951.1181 | 0 | -2775000 | -2775000 | 0 | 0 | 0 | 0 | -2538048.8819 | -4877495.3835 |  |  | 2013 | NRV House 2 | 580 | ton York | 1450000 | 75% | 3810600
2014 | 137556.6596 | 0% | 0 | 733356.4343 | 0% | 0 | 195447.5648 | 0% | 0 | 137556.6596 | -16687.8 | 13350.24 | 134219.0996 | 733356.4343 | 0 | 0 | 733356.4343 | 195447.5648 | 0 | 0 | 195447.5648 | 0 | -2370.5244 | 0 | 0 | 0 | 289409.1479 | 0 | 0 | 0 | 0 | 0 | 0 | 0 | 289409.1479 | 0 | -1125000 | -1125000 | 0 | 0 | 0 | 0 | -835590.8521 | -5713086.2356 | 1 | Current Production factor (kw/ton) | 2013 | House 6 | 530 | ton York | 1325000 | 75% | 3482100
2015 | 140674.7264 | 0% | 0 | 749942.4749 | 0% | 0 | 200653.2605 | 0% | 0 | 140674.7264 | -16687.8 | 13350.24 | 137337.1664 | 749942.4749 | 0 | 0 | 749942.4749 | 200653.2605 | 0 | 0 | 200653.2605 | 0 | -2370.5244 | 0 | 0 | 24106.6613 | 290856.1937 | 0 | 0 | 0 | 0 | 0 | 0 | 0 | 290856.1937 | 0 | 0 | 0 | 0 | 0 | 0 | 0 | 314962.855 | -5398123.3806 |  |  | 2014 | Fribley | 300 | tons estimated | 750000 | 75% | 1971000
2016 | 142251.352 | 0% | 0 | 758329.074 | 0% | 0 | 203717.7951 | 0% | 0 | 142251.352 | -16687.8 | 13350.24 | 138913.792 | 758329.074 | 0 | 0 | 758329.074 | 203717.7951 | 0 | 0 | 203717.7951 | 0 | -2370.5244 | 0 | 0 | 27826.4156 | 292310.4746 | 0 | 0 | 0 | 0 | 0 | 0 | 0 | 292310.4746 | 0 | 0 | 0 | 0 | 0 | 0 | 0 | 320136.8903 | -5077986.4904 | 0.8 | New Producton factor (kw/ton) | 2014 | Carleton Commons | 110 | tons (2 recip units) | 275000 | 75% | 722700
2017 | 143827.9776 | 0% | 0 | 766715.6731 | 0% | 0 | 206782.3297 | 0% | 0 | 143827.9776 | -16687.8 | 13350.24 | 140490.4176 | 766715.6731 | 0 | 0 | 766715.6731 | 206782.3297 | 0 | 0 | 206782.3297 | 0 | -2370.5244 | 0 | 0 | 31719.6501 | 293772.027 | 0 | 0 | 0 | 0 | 0 | 0 | 0 | 293772.027 | 0 | 0 | 0 | 0 | 0 | 0 | 0 | 325491.6771 | -4752494.8133 |  |  | 2014 | Wade Commons | 40 | ton recip unit | 100000 | 75% | 262800
2018 | 145404.6032 | 0% | 0 | 775102.2723 | 0% | 0 | 209846.8642 | 0% | 0 | 145404.6032 | -16687.8 | 13350.24 | 142067.0432 | 775102.2723 | 0 | 0 | 775102.2723 | 209846.8642 | 0 | 0 | 209846.8642 | 0 | -2370.5244 | 0 | 0 | 35780.9883 | 295240.8871 | 0 | 0 | 0 | 0 | 0 | 0 | 0 | 295240.8871 | 0 | 0 | 0 | 0 | 0 | 0 | 0 | 331021.8754 | -4421472.9379 | 2500 | Replacement cost ($/ton)
2019 | 146981.2288 | 0% | 0 | 783488.8714 | 0% | 0 | 212911.3988 | 0% | 0 | 146981.2288 | -16687.8 | 13350.24 | 143643.6688 | 783488.8714 | 0 | 0 | 783488.8714 | 212911.3988 | 0 | 0 | 212911.3988 | 0 | -2370.5244 | 0 | 0 | 40005.11 | 296717.0916 | 0 | 0 | 0 | 0 | 0 | 0 | 0 | 296717.0916 | 0 | 0 | 0 | 0 | 0 | 0 | 0 | 336722.2015 | -4084750.7364 |  |  |  | Total | 2540 | tons | 6350000 |  | 16687800
2020 | 148557.8544 | 0% | 0 | 791875.4705 | 0% | 0 | 215975.9334 | 0% | 0 | 148557.8544 | -16687.8 | 13350.24 | 145220.2944 | 791875.4705 | 0 | 0 | 791875.4705 | 215975.9334 | 0 | 0 | 215975.9334 | 0 | -2370.5244 | 0 | 0 | 44386.7522 | 298200.677 | 0 | 0 | 0 | 0 | 0 | 0 | 0 | 298200.677 | 0 | 0 | 0 | 0 | 0 | 0 | 0 | 342587.4292 | -3742163.3072 | 75% | Utilization Rate
2021 | 150134.48 | 0% | 0 | 800262.0697 | 0% | 0 | 219040.4679 | 0% | 0 | 150134.48 | -16687.8 | 13350.24 | 146796.92 | 800262.0697 | 0 | 0 | 800262.0697 | 219040.4679 | 0 | 0 | 219040.4679 | 0 | -2370.5244 | 0 | 0 | 49442.0078 | 299691.6804 | 0 | 0 | 0 | 0 | 0 | 0 | 0 | 299691.6804 | 0 | 0 | 0 | 0 | 0 | 0 | 0 | 349133.6882 | -3393029.619 |  |  | Totals by Year
2022 | 151711.1056 | 0% | 0 | 808648.6688 | 0% | 0 | 222105.0025 | 0% | 0 | 151711.1056 | -16687.8 | 13350.24 | 148373.5456 | 808648.6688 | 0 | 0 | 808648.6688 | 222105.0025 | 0 | 0 | 222105.0025 | 0 | -2370.5244 | 0 | 0 | 54692.349 | 301190.1388 | 0 | 0 | 0 | 0 | 0 | 0 | 0 | 301190.1388 | 0 | 0 | 0 | 0 | 0 | 0 | 0 | 355882.4878 | -3037147.1311 | None | Annual O&M | Year | Replacement Cost | ton-hrs | Cummulative ton-hrs
2023 | 153287.7312 | 0% | 0 | 817035.2679 | 0% | 0 | 225169.537 | 0% | 0 | 153287.7312 | -16687.8 | 13350.24 | 149950.1712 | 817035.2679 | 0 | 0 | 817035.2679 | 225169.537 | 0 | 0 | 225169.537 | 0 | -2370.5244 | 0 | 0 | 60129.9092 | 302696.0895 | 0 | 0 | 0 | 0 | 0 | 0 | 0 | 302696.0895 | 0 | 0 | 0 | 0 | 0 | 0 | 0 | 362825.9987 | -2674321.1324 |  |  | 2012 | 2450000 | 6438600 | 6438600
2024 | 154864.3568 | 0% | 0 | 825421.8671 | 0% | 0 | 228234.0716 | 0% | 0 | 154864.3568 | -16687.8 | 13350.24 | 151526.7968 | 825421.8671 | 0 | 0 | 825421.8671 | 228234.0716 | 0 | 0 | 228234.0716 | 0 | -2370.5244 | 0 | 0 | 65746.8763 | 304209.57 | 0 | 0 | 0 | 0 | 0 | 0 | 0 | 304209.57 | 0 | 0 | 0 | 0 | 0 | 0 | 0 | 369956.4462 | -2304364.6862 |  |  | 2013 | 2775000 | 7292700 | 13731300
2025 | 156440.9824 | 0% | 0 | 833808.4662 | 0% | 0 | 231298.6062 | 0% | 0 | 156440.9824 | -16687.8 | 13350.24 | 153103.4224 | 833808.4662 | 0 | 0 | 833808.4662 | 231298.6062 | 0 | 0 | 231298.6062 | 0 | -2370.5244 | 0 | 0 | 71535.4923 | 305730.6178 | 0 | 0 | 0 | 0 | 0 | 0 | 0 | 305730.6178 | 0 | 0 | 0 | 0 | 0 | 0 | 0 | 377266.1101 | -1927098.5761 |  |  | 2014 | 1125000 | 2956500 | 16687800
2026 | 158017.608 | 0% | 0 | 842195.0653 | 0% | 0 | 234363.1407 | 0% | 0 | 158017.608 | -16687.8 | 13350.24 | 154680.048 | 842195.0653 | 0 | 0 | 842195.0653 | 234363.1407 | 0 | 0 | 234363.1407 | 0 | -2370.5244 | 0 | 0 | 78079.0699 | 307259.2709 | 0 | 0 | 0 | 0 | 0 | 0 | 0 | 307259.2709 | 0 | 0 | 0 | 0 | 0 | 0 | 0 | 385338.3408 | -1541760.2354 |  |  | 2015 | 0 | 0 | 16687800
2027 | 159594.2336 | 0% | 0 | 850581.6644 | 0% | 0 | 237427.6753 | 0% | 0 | 159594.2336 | -16687.8 | 13350.24 | 156256.6736 | 850581.6644 | 0 | 0 | 850581.6644 | 237427.6753 | 0 | 0 | 237427.6753 | 0 | -2370.5244 | 0 | 0 | 84825.8017 | 308795.5672 | 0 | 0 | 0 | 0 | 0 | 0 | 0 | 308795.5672 | 0 | 0 | 0 | 0 | 0 | 0 | 0 | 393621.369 | -1148138.8664 |  |  | 2016 | 0 | 0 | 16687800
2028 | 161170.8592 | 0% | 0 | 858968.2636 | 0% | 0 | 240492.2099 | 0% | 0 | 161170.8592 | -16687.8 | 13350.24 | 157833.2992 | 858968.2636 | 0 | 0 | 858968.2636 | 240492.2099 | 0 | 0 | 240492.2099 | 0 | -2370.5244 | 0 | 0 | 91765.8247 | 310339.5451 | 0 | 0 | 0 | 0 | 0 | 0 | 0 | 310339.5451 | 0 | 0 | 0 | 0 | 0 | 0 | 0 | 402105.3698 | -746033.4966 |  |  | 2017 | 0 | 0 | 16687800
2029 | 162747.4848 | 0% | 0 | 867354.8627 | 0% | 0 | 243556.7444 | 0% | 0 | 162747.4848 | -16687.8 | 13350.24 | 159409.9248 | 867354.8627 | 0 | 0 | 867354.8627 | 243556.7444 | 0 | 0 | 243556.7444 | 0 | -2370.5244 | 0 | 0 | 98889.3287 | 311891.2428 | 0 | 0 | 0 | 0 | 0 | 0 | 0 | 311891.2428 | 0 | 0 | 0 | 0 | 0 | 0 | 0 | 410780.5715 | -335252.9251 |  |  | 2018 | 0 | 0 | 16687800
2030 | 164324.1104 | 0% | 0 | 875741.4618 | 0% | 0 | 246621.279 | 0% | 0 | 164324.1104 | -16687.8 | 13350.24 | 160986.5504 | 875741.4618 | 0 | 0 | 875741.4618 | 246621.279 | 0 | 0 | 246621.279 | 0 | -2370.5244 | 0 | 0 | 106186.5554 | 313450.699 | 0 | 0 | 0 | 0 | 0 | 0 | 0 | 313450.699 | 0 | 0 | 0 | 0 | 0 | 0 | 0 | 419637.2544 | 84384.3293 |  |  | 2019 | 0 | 0 | 16687800
2031 | 165900.736 | 0% | 0 | 884128.061 | 0% | 0 | 249685.8135 | 0% | 0 | 165900.736 | -16687.8 | 13350.24 | 162563.176 | 884128.061 | 0 | 0 | 884128.061 | 249685.8135 | 0 | 0 | 249685.8135 | 0 | -2370.5244 | 0 | 0 | 114542.5815 | 315017.9525 | 0 | 0 | 0 | 0 | 0 | 0 | 0 | 315017.9525 | 0 | 0 | 0 | 0 | 0 | 0 | 0 | 429560.534 | 513944.8633 |  |  | 2020 | 0 | 0 | 16687800
2032 | 167477.3616 | 0% | 0 | 892514.6601 | 0% | 0 | 252750.3481 | 0% | 0 | 167477.3616 | -16687.8 | 13350.24 | 164139.8016 | 892514.6601 | 0 | 0 | 892514.6601 | 252750.3481 | 0 | 0 | 252750.3481 | 0 | -2370.5244 | 0 | 0 | 123103.1568 | 316593.0423 | 0 | 0 | 0 | 0 | 0 | 0 | 0 | 316593.0423 | 0 | 0 | 0 | 0 | 0 | 0 | 0 | 439696.1991 | 953641.0624
2033 | 169053.9872 | 0% | 0 | 900901.2592 | 0% | 0 | 255814.8827 | 0% | 0 | 169053.9872 | -16687.8 | 13350.24 | 165716.4272 | 900901.2592 | 0 | 0 | 900901.2592 | 255814.8827 | 0 | 0 | 255814.8827 | 0 | -2370.5244 | 0 | 0 | 130777.199 | 318176.0075 | 0 | 0 | 0 | 0 | 0 | 0 | 0 | 318176.0075 | 0 | 0 | 0 | 0 | 0 | 0 | 0 | 448953.2065 | 1402594.2689
2034 | 170630.6128 | 0% | 0 | 909287.8584 | 0% | 0 | 258879.4172 | 0% | 0 | 170630.6128 | -16687.8 | 13350.24 | 167293.0528 | 909287.8584 | 0 | 0 | 909287.8584 | 258879.4172 | 0 | 0 | 258879.4172 | 0 | -2370.5244 | 0 | 0 | 137521.1829 | 319766.8875 | 0 | 0 | 0 | 0 | 0 | 0 | 0 | 319766.8875 | 0 | 0 | 0 | 0 | 0 | 0 | 0 | 457288.0705 | 1859882.3394
2035 | 172207.2384 | 0% | 0 | 917674.4575 | 0% | 0 | 261943.9518 | 0% | 0 | 172207.2384 | -16687.8 | 13350.24 | 168869.6784 | 917674.4575 | 0 | 0 | 917674.4575 | 261943.9518 | 0 | 0 | 261943.9518 | 0 | -2370.5244 | 0 | 0 | 144403.6402 | 321365.722 | 0 | 0 | 0 | 0 | 0 | 0 | 0 | 321365.722 | 0 | 0 | 0 | 0 | 0 | 0 | 0 | 465769.3622 | 2325651.7016
2036 | 173783.864 | 0% | 0 | 926061.0566 | 0% | 0 | 265008.4864 | 0% | 0 | 173783.864 | -16687.8 | 13350.24 | 170446.304 | 926061.0566 | 0 | 0 | 926061.0566 | 265008.4864 | 0 | 0 | 265008.4864 | 0 | -2370.5244 | 0 | 0 | 152455.9205 | 322972.5506 | 0 | 0 | 0 | 0 | 0 | 0 | 0 | 322972.5506 | 0 | 0 | 0 | 0 | 0 | 0 | 0 | 475428.4711 | 2801080.1726
2037 | 175360.4896 | 0% | 0 | 934447.6557 | 0% | 0 | 268073.0209 | 0% | 0 | 175360.4896 | -16687.8 | 13350.24 | 172022.9296 | 934447.6557 | 0 | 0 | 934447.6557 | 268073.0209 | 0 | 0 | 268073.0209 | 0 | -2370.5244 | 0 | 0 | 160473.1994 | 324587.4133 | 0 | 0 | 0 | 0 | 0 | 0 | 0 | 324587.4133 | 0 | 0 | 0 | 0 | 0 | 0 | 0 | 485060.6127 | 3286140.7854
2038 | 176937.1152 | 0% | 0 | 942834.2549 | 0% | 0 | 271137.5555 | 0% | 0 | 176937.1152 | -16687.8 | 13350.24 | 173599.5552 | 942834.2549 | 0 | 0 | 942834.2549 | 271137.5555 | 0 | 0 | 271137.5555 | 0 | -2370.5244 | 0 | 0 | 168434.2299 | 326210.3504 | 0 | 0 | 0 | 0 | 0 | 0 | 0 | 326210.3504 | 0 | 0 | 0 | 0 | 0 | 0 | 0 | 494644.5803 | 3780785.3657
2039 | 178513.7408 | 0% | 0 | 951220.854 | 0% | 0 | 274202.0901 | 0% | 0 | 178513.7408 | -16687.8 | 13350.24 | 175176.1808 | 951220.854 | 0 | 0 | 951220.854 | 274202.0901 | 0 | 0 | 274202.0901 | 0 | -2370.5244 | 0 | 0 | 176321.6961 | 327841.4021 | 0 | 0 | 0 | 0 | 0 | 0 | 0 | 327841.4021 | 0 | 0 | 0 | 0 | 0 | 0 | 0 | 504163.0983 | 4284948.464
2040 | 180090.3664 | 0% | 0 | 959607.4531 | 0% | 0 | 277266.6246 | 0% | 0 | 180090.3664 | -16687.8 | 13350.24 | 176752.8064 | 959607.4531 | 0 | 0 | 959607.4531 | 277266.6246 | 0 | 0 | 277266.6246 | 0 | -2370.5244 | 0 | 0 | 184593.7806 | 329480.6092 | 0 | 0 | 0 | 0 | 0 | 0 | 0 | 329480.6092 | 0 | 0 | 0 | 0 | 0 | 0 | 0 | 514074.3898 | 4799022.8537
2041 | 181666.992 | 0% | 0 | 967994.0523 | 0% | 0 | 280331.1592 | 0% | 0 | 181666.992 | -16687.8 | 13350.24 | 178329.432 | 967994.0523 | 0 | 0 | 967994.0523 | 280331.1592 | 0 | 0 | 280331.1592 | 0 | -2370.5244 | 0 | 0 | 192607.3878 | 331128.0122 | 0 | 0 | 0 | 0 | 0 | 0 | 0 | 331128.0122 | 0 | 0 | 0 | 0 | 0 | 0 | 0 | 523735.4 | 5322758.2537
2042 | 183243.6176 | 0% | 0 | 976380.6514 | 0% | 0 | 283395.6937 | 0% | 0 | 183243.6176 | -16687.8 | 13350.24 | 179906.0576 | 976380.6514 | 0 | 0 | 976380.6514 | 283395.6937 | 0 | 0 | 283395.6937 | 0 | -2370.5244 | 0 | 0 | 200308.7292 | 332783.6523 | 0 | 0 | 0 | 0 | 0 | 0 | 0 | 332783.6523 | 0 | 0 | 0 | 0 | 0 | 0 | 0 | 533092.3814 | 5855850.6352
2043 | 184820.2432 | 0% | 0 | 984767.2505 | 0% | 0 | 286460.2283 | 0% | 0 | 184820.2432 | -16687.8 | 13350.24 | 181482.6832 | 984767.2505 | 0 | 0 | 984767.2505 | 286460.2283 | 0 | 0 | 286460.2283 | 0 | -2370.5244 | 0 | 0 | 208970.8714 | 334447.5705 | 0 | 0 | 0 | 0 | 0 | 0 | 0 | 334447.5705 | 0 | 0 | 0 | 0 | 0 | 0 | 0 | 543418.4419 | 6399269.0771
2044 | 186396.8688 | 0% | 0 | 993153.8496 | 0% | 0 | 289524.7629 | 0% | 0 | 186396.8688 | -16687.8 | 13350.24 | 183059.3088 | 993153.8496 | 0 | 0 | 993153.8496 | 289524.7629 | 0 | 0 | 289524.7629 | 0 | -2370.5244 | 0 | 0 | 218789.594 | 336119.8084 | 0 | 0 | 0 | 0 | 0 | 0 | 0 | 336119.8084 | 0 | 0 | 0 | 0 | 0 | 0 | 0 | 554909.4023 | 6954178.4794
2045 | 187973.4944 | 0% | 0 | 1001540.4488 | 0% | 0 | 292589.2974 | 0% | 0 | 187973.4944 | -16687.8 | 13350.24 | 184635.9344 | 1001540.4488 | 0 | 0 | 1001540.4488 | 292589.2974 | 0 | 0 | 292589.2974 | 0 | -2370.5244 | 0 | 0 | 230045.4057 | 337800.4074 | 0 | 0 | 0 | 0 | 0 | 0 | 0 | 337800.4074 | 0 | 0 | 0 | 0 | 0 | 0 | 0 | 567845.8131 | 7522024.2925
2046 | 189550.12 | 0% | 0 | 1009927.0479 | 0% | 0 | 295653.832 | 0% | 0 | 189550.12 | -16687.8 | 13350.24 | 186212.56 | 1009927.0479 | 0 | 0 | 1009927.0479 | 295653.832 | 0 | 0 | 295653.832 | 0 | -2370.5244 | 0 | 0 | 242056.9991 | 339489.4095 | 0 | 0 | 0 | 0 | 0 | 0 | 0 | 339489.4095 | 0 | 0 | 0 | 0 | 0 | 0 | 0 | 581546.4085 | 8103570.701
2047 | 191126.7456 | 0% | 0 | 1018313.647 | 0% | 0 | 298718.3666 | 0% | 0 | 191126.7456 | -16687.8 | 13350.24 | 187789.1856 | 1018313.647 | 0 | 0 | 1018313.647 | 298718.3666 | 0 | 0 | 298718.3666 | 0 | -2370.5244 | 0 | 0 | 254918.9611 | 341186.8565 | 0 | 0 | 0 | 0 | 0 | 0 | 0 | 341186.8565 | 0 | 0 | 0 | 0 | 0 | 0 | 0 | 596105.8176 | 8699676.5187
2048 | 192703.3712 | 0% | 0 | 1026700.2462 | 0% | 0 | 301782.9011 | 0% | 0 | 192703.3712 | -16687.8 | 13350.24 | 189365.8112 | 1026700.2462 | 0 | 0 | 1026700.2462 | 301782.9011 | 0 | 0 | 301782.9011 | 0 | -2370.5244 | 0 | 0 | 268733.8298 | 342892.7908 | 0 | 0 | 0 | 0 | 0 | 0 | 0 | 342892.7908 | 0 | 0 | 0 | 0 | 0 | 0 | 0 | 611626.6206 | 9311303.1392
2049 | 194279.9968 | 0% | 0 | 1035086.8453 | 0% | 0 | 304847.4357 | 0% | 0 | 194279.9968 | -16687.8 | 13350.24 | 190942.4368 | 1035086.8453 | 0 | 0 | 1035086.8453 | 304847.4357 | 0 | 0 | 304847.4357 | 0 | -2370.5244 | 0 | 0 | 283611.2598 | 344607.2547 | 0 | 0 | 0 | 0 | 0 | 0 | 0 | 344607.2547 | 0 | 0 | 0 | 0 | 0 | 0 | 0 | 628218.5146 | 9939521.6538
2050 | 195856.6225 | 0% | 0 | 1043473.4444 | 0% | 0 | 307911.9702 | 0% | 0 | 195856.6225 | -16687.8 | 13350.24 | 192519.0625 | 1043473.4444 | 0 | 0 | 1043473.4444 | 307911.9702 | 0 | 0 | 307911.9702 | 0 | -2370.5244 | 0 | 0 | 299667.2008 | 346330.291 | 0 | 0 | 0 | 0 | 0 | 0 | 0 | 346330.291 | 0 | 0 | 0 | 0 | 0 | 0 | 0 | 645997.4918 | 10585519.1456
HOME

## ReducedAir
|  | Actionable Alternative: | Reduced Air Travel | [6 empty] | NPV through 2050 | Cumulative Carbon Abatement (2010 - 2050) | Contribution toward Neutralilty in |  | Average
|  | Year Implemented: | 2010 | [5 empty] | Avoided Compliance Risk: | 399166.7181 | 33147.0979 | 2050 | [37 empty] | On this Worksheet: Emission factors for transportation sources
|  | Reference Case: | BAU | [5 empty] | Incremental Fuel Savings (Cost): | 0 | Average | 877.2288 |  | 0 | [35 empty] | MODULE
|  |  | Return to Summary | [5 empty] | Avoided Capital Cost: | 0 | 808.4658 | 0.08023% |  | 0 | [35 empty] | WORKSHEET
|  | Wedge Group: | Transportation | [5 empty] | New Capital Cost: | 0 |  |  |  | 0 | [35 empty] | UNIVERSITY |  | Directly Financed Outsourced Travel | Directly Financed Outsourced Travel
[9 empty] | Avoided Operating Costs: | 2575070.3112 |  |  |  | 177917.631 | [36 empty] | Outsourced Travel | Air Travel | Air Travel
[9 empty] | New Operating Costs: | 0 |  |  |  | 0 | [35 empty] | Fiscal Year | Air | Faculty / Staff | Faculty / Staff |  |  | Study Abroad Travel
[9 empty] | Incremental Cash Flow: | 2974237.0293 | [40 empty] | MMBtu / passenger mile | MT eCO2 / Mile | Miles
[9 empty] | DPI: | No Capital | [39 empty] | 1990 | 0.0049318 | 0.00097527 |  |  |  | Air
[9 empty] | IRR: | [40 empty] | 1991 | 0.0046709 | 0.00092367 |  |  |  | Miles
[9 empty] | Simple Payback: | 1 | [39 empty] | 1992 | 0.0045641 | 0.00090209
[9 empty] | Total Incremental Savings (Cost) w/o Compliance Savings: | 2575070.3112 | [39 empty] | 1993 | 0.0045582 | 0.0009
[9 empty] | Levelized Cost (Savings) per MTCDE Avoided: | -220.0682 | [39 empty] | 1994 | 0.0044439 | 0.00087653
[9 empty] | Levelized Avoided Compliance Cost per MTCDE Avoided: | 34.1132 | [39 empty] | 1995 | 0.0043819 | 0.00086386
[50 empty] | 1996 | 0.004183 | 0.00082423
| Incremental Utility Demand Savings | [8 empty] | Electricity Supply |  |  |  | Steam Supply |  |  |  | Chilled Water Supply |  |  |  | GHG and Compliance Risk Reductions |  |  |  |  | Incremental Fuel Savings (Cost) | [8 empty] | Incremental Non-Fuel OPEX/Capital Savings (Cost) | [6 empty] | Cash Flow | [6 empty] | 1997 | 0.004166 | 0.00082087
| Reference Electric Load | % Reduction from Reference | Change in Electricity Demand | Reference Steam Load | % Reduction from Reference | Change in Steam Demand | Reference Chilled Water Load | % Reduction from Reference | Change in Chilled Water Demand | Beginning Required P/E | Displaced P/E | New Electricity Source | Ending Required P/E | Beginning Required Steam | Displaced Steam | New Heat Source | Ending Required Steam | Beginning Required Chilled Water | Displaced Chilled Water | New Cooling Source | Ending Required Chilled Water | Scope 1 | Scope 2 | Scope 3 (Commuting) | Scope 3 (Air Travel, other) | Avoided Compliance Risk | Electricity Savings | New Electricity Source Fuel Cost | Steam Savings | New Steam Source Fuel Cost | Chilled Water Savings | New Chilled Water Source Fuel Cost | NG Savings | Campus Fleet Fuel | Incremental Fuel Savings (Cost) | Avoided Capital Cost | New Capital Cost | Incremental Capital | Avoided Operating Costs | New Operating Costs | Incremental OPEX | Other Revenue | Incremental Cash Flow | Cumulative Cash Flow | Notes/Description of Assumptions Please describe all assumptions for modeling here: |  | Air travel offset |  |  | 1998 | 0.0041225 | 0.0008123
FYE | MWh |  | MWh | MMBtu |  | MMBtu | MMBtu |  | MMBtu | MWh | MWh | MWh | MWh | MMBtu | MMBtu | MMBtu | MMBtu | MMBtu | MMBtu | MMBtu | MMBtu | MTCDE | MTCDE | MTCDE | MTCDE | 2010 $ | 2010 $ | 2010 $ | 2010 $ | 2010 $ | 2010 $ | 2010 $ | 2010 $ | 2010 $ | 2010 $ | 2010 $ | 2010 $ | 2010 $ | 2010 $ | 2010 $ | 2010 $ | 2010 $ | 2010 $ | 2010 $ |  |  | 14 | per MTCO2e | http://www.nativeenergy.com/pages/travel_calculator/465.php | 1999 | 0.0040495 | 0.00079791
2010 | 128552.6351 | 0% | 0 | 685461.0151 | 0% | 0 | 179442.3946 | 0% | 0 | 128552.6351 | 0 | 0 | 128552.6351 | 685461.0151 | 0 | 0 | 685461.0151 | 179442.3946 | 0 | 0 | 179442.3946 | 0 | 0 | 0 | 0 | 0 | 0 | 0 | 0 | 0 | 0 | 0 | 0 | 0 | 0 | 0 | 0 | 0 | 0 | 0 | 0 | 0 | 0 | 0 | [5 empty] | 2000 | 0.003942 | 0.00077673
2011 | 130129.2607 | 0% | 0 | 693847.6143 | 0% | 0 | 182506.9291 | 0% | 0 | 130129.2607 | 0 | 0 | 130129.2607 | 693847.6143 | 0 | 0 | 693847.6143 | 182506.9291 | 0 | 0 | 182506.9291 | 0 | 0 | 0 | -561.6748 | 0 | 0 | 0 | 0 | 0 | 0 | 0 | 0 | 0 | 0 | 0 | 0 | 0 | 123606.7769 | 0 | 123606.7769 | 0 | 123606.7769 | 123606.7769 | 20% | Portion of Air Travel Impacted | Voluntary market |  |  | 2001 | 0.00394 | 0.00077634
2012 | 133825.368 | 0% | 0 | 713508.4454 | 0% | 0 | 188515.5603 | 0% | 0 | 133825.368 | 0 | 0 | 133825.368 | 713508.4454 | 0 | 0 | 713508.4454 | 188515.5603 | 0 | 0 | 188515.5603 | 0 | 0 | 0 | -563.4753 | 0 | 0 | 0 | 0 | 0 | 0 | 0 | 0 | 0 | 0 | 0 | 0 | 0 | 124003.004 | 0 | 124003.004 | 0 | 124003.004 | 247609.7809 | 10% | % of above reduced in first 5 years | 5.7115 | per MTCO2e | http://ecosystemmarketplace.com/documents/cms_documents/StateOfTheVoluntaryCarbonMarkets_2009.pdf | 2002 | 0.00394 | 0.00077634
2013 | 135980.034 | 0% | 0 | 724969.8351 | 0% | 0 | 192383.0303 | 0% | 0 | 135980.034 | 0 | 0 | 135980.034 | 724969.8351 | 0 | 0 | 724969.8351 | 192383.0303 | 0 | 0 | 192383.0303 | 0 | 0 | 0 | -564.8568 | 0 | 0 | 0 | 0 | 0 | 0 | 0 | 0 | 0 | 0 | 0 | 0 | 0 | 124307.0398 | 0 | 124307.0398 | 0 | 124307.0398 | 371916.8207 | 15% | % of above reduced in by 10 years |  |  |  | 2003 | 0.00394 | 0.00077634
2014 | 137556.6596 | 0% | 0 | 733356.4343 | 0% | 0 | 195447.5648 | 0% | 0 | 137556.6596 | 0 | 0 | 137556.6596 | 733356.4343 | 0 | 0 | 733356.4343 | 195447.5648 | 0 | 0 | 195447.5648 | 0 | 0 | 0 | -566.0215 | 0 | 0 | 0 | 0 | 0 | 0 | 0 | 0 | 0 | 0 | 0 | 0 | 0 | 124563.3538 | 0 | 124563.3538 | 0 | 124563.3538 | 496480.1744 | [5 empty] | 2004 | 0.00394 | 0.00077634
2015 | 140674.7264 | 0% | 0 | 749942.4749 | 0% | 0 | 200653.2605 | 0% | 0 | 140674.7264 | 0 | 0 | 140674.7264 | 749942.4749 | 0 | 0 | 749942.4749 | 200653.2605 | 0 | 0 | 200653.2605 | 0 | 0 | 0 | -567.0477 | 5766.4987 | 0 | 0 | 0 | 0 | 0 | 0 | 0 | 0 | 0 | 0 | 0 | 0 | 124789.1709 | 0 | 124789.1709 | 0 | 130555.6696 | 627035.8441 | 6132510 | Total 2009 Air Travel Cost |  |  |  | 2005 | 0.00394 | 0.00077634
2016 | 142251.352 | 0% | 0 | 758329.074 | 0% | 0 | 203717.7951 | 0% | 0 | 142251.352 | 0 | 0 | 142251.352 | 758329.074 | 0 | 0 | 758329.074 | 203717.7951 | 0 | 0 | 203717.7951 | 0 | 0 | 0 | -851.963 | 10000.7732 | 0 | 0 | 0 | 0 | 0 | 0 | 0 | 0 | 0 | 0 | 0 | 0 | 187489.9879 | 0 | 187489.9879 | 0 | 197490.7611 | 824526.6052 | 220.0682 | Air Travel Cost per GHG Emitted |  |  |  | 2006 | 0.00394 | 0.00077634
2017 | 143827.9776 | 0% | 0 | 766715.6731 | 0% | 0 | 206782.3297 | 0% | 0 | 143827.9776 | 0 | 0 | 143827.9776 | 766715.6731 | 0 | 0 | 766715.6731 | 206782.3297 | 0 | 0 | 206782.3297 | 0 | 0 | 0 | -853.2427 | 11417.1187 | 0 | 0 | 0 | 0 | 0 | 0 | 0 | 0 | 0 | 0 | 0 | 0 | 187771.5968 | 0 | 187771.5968 | 0 | 199188.7156 | 1023715.3208 | [5 empty] | 2007 | 0.00394 | 0.00077634
2018 | 145404.6032 | 0% | 0 | 775102.2723 | 0% | 0 | 209846.8642 | 0% | 0 | 145404.6032 | 0 | 0 | 145404.6032 | 775102.2723 | 0 | 0 | 775102.2723 | 209846.8642 | 0 | 0 | 209846.8642 | 0 | 0 | 0 | -854.4337 | 12896.9282 | 0 | 0 | 0 | 0 | 0 | 0 | 0 | 0 | 0 | 0 | 0 | 0 | 188033.712 | 0 | 188033.712 | 0 | 200930.6402 | 1224645.961 | [5 empty] | 2008 | 0.00394 | 0.00077634 | 28492289 | 22119.6034 | actual | 3695870
2019 | 146981.2288 | 0% | 0 | 783488.8714 | 0% | 0 | 212911.3988 | 0% | 0 | 146981.2288 | 0 | 0 | 146981.2288 | 783488.8714 | 0 | 0 | 783488.8714 | 212911.3988 | 0 | 0 | 212911.3988 | 0 | 0 | 0 | -855.5524 | 14438.3528 | 0 | 0 | 0 | 0 | 0 | 0 | 0 | 0 | 0 | 0 | 0 | 0 | 188279.896 | 0 | 188279.896 | 0 | 202718.2488 | 1427364.2098 | [5 empty] | 2009 | 0.00394 | 0.00077634 | 31343141 | 24332.8239 |  | 4005081 | 340659.534
2020 | 148557.8544 | 0% | 0 | 791875.4705 | 0% | 0 | 215975.9334 | 0% | 0 | 148557.8544 | 0 | 0 | 148557.8544 | 791875.4705 | 0 | 0 | 791875.4705 | 215975.9334 | 0 | 0 | 215975.9334 | 0 | 0 | 0 | -856.6105 | 16039.5548 | 0 | 0 | 0 | 0 | 0 | 0 | 0 | 0 | 0 | 0 | 0 | 0 | 188512.7426 | 0 | 188512.7426 | 0 | 204552.2974 | 1631916.5072 | [5 empty] | 2010 | 0.00394 | 0.00077634 | 31970003.82 | 24819.4803
2021 | 150134.48 | 0% | 0 | 800262.0697 | 0% | 0 | 219040.4679 | 0% | 0 | 150134.48 | 0 | 0 | 150134.48 | 800262.0697 | 0 | 0 | 800262.0697 | 219040.4679 | 0 | 0 | 219040.4679 | 0 | 0 | 0 | -857.6168 | 17887.3068 | 0 | 0 | 0 | 0 | 0 | 0 | 0 | 0 | 0 | 0 | 0 | 0 | 188734.2099 | 0 | 188734.2099 | 0 | 206621.5168 | 1838538.024 | [5 empty] | 2011 | 0.00394 | 0.00077634 | 32609403.8964
2022 | 151711.1056 | 0% | 0 | 808648.6688 | 0% | 0 | 222105.0025 | 0% | 0 | 151711.1056 | 0 | 0 | 151711.1056 | 808648.6688 | 0 | 0 | 808648.6688 | 222105.0025 | 0 | 0 | 222105.0025 | 0 | 0 | 0 | -858.5784 | 19808.9791 | 0 | 0 | 0 | 0 | 0 | 0 | 0 | 0 | 0 | 0 | 0 | 0 | 188945.8193 | 0 | 188945.8193 | 0 | 208754.7984 | 2047292.8224 | [5 empty] | 2012 | 0.00394 | 0.00077634 | 33261591.9743
2023 | 153287.7312 | 0% | 0 | 817035.2679 | 0% | 0 | 225169.537 | 0% | 0 | 153287.7312 | 0 | 0 | 153287.7312 | 817035.2679 | 0 | 0 | 817035.2679 | 225169.537 | 0 | 0 | 225169.537 | 0 | 0 | 0 | -859.5007 | 21801.7987 | 0 | 0 | 0 | 0 | 0 | 0 | 0 | 0 | 0 | 0 | 0 | 0 | 189148.7805 | 0 | 189148.7805 | 0 | 210950.5792 | 2258243.4016 | [5 empty] | 2013 | 0.00394 | 0.00077634 | 33926823.8138
2024 | 154864.3568 | 0% | 0 | 825421.8671 | 0% | 0 | 228234.0716 | 0% | 0 | 154864.3568 | 0 | 0 | 154864.3568 | 825421.8671 | 0 | 0 | 825421.8671 | 228234.0716 | 0 | 0 | 228234.0716 | 0 | 0 | 0 | -860.3881 | 23863.0017 | 0 | 0 | 0 | 0 | 0 | 0 | 0 | 0 | 0 | 0 | 0 | 0 | 189344.0745 | 0 | 189344.0745 | 0 | 213207.0762 | 2471450.4778 | [5 empty] | 2014 | 0.00394 | 0.00077634 | 34605360.2901
2025 | 156440.9824 | 0% | 0 | 833808.4662 | 0% | 0 | 231298.6062 | 0% | 0 | 156440.9824 | 0 | 0 | 156440.9824 | 833808.4662 | 0 | 0 | 833808.4662 | 231298.6062 | 0 | 0 | 231298.6062 | 0 | 0 | 0 | -861.2443 | 25989.8345 | 0 | 0 | 0 | 0 | 0 | 0 | 0 | 0 | 0 | 0 | 0 | 0 | 189532.5095 | 0 | 189532.5095 | 0 | 215522.344 | 2686972.8218 | [5 empty] | 2015 | 0.00394 | 0.00077634 | 35297467.4959
2026 | 158017.608 | 0% | 0 | 842195.0653 | 0% | 0 | 234363.1407 | 0% | 0 | 158017.608 | 0 | 0 | 158017.608 | 842195.0653 | 0 | 0 | 842195.0653 | 234363.1407 | 0 | 0 | 234363.1407 | 0 | 0 | 0 | -862.0725 | 28394.4843 | 0 | 0 | 0 | 0 | 0 | 0 | 0 | 0 | 0 | 0 | 0 | 0 | 189714.7613 | 0 | 189714.7613 | 0 | 218109.2456 | 2905082.0674 | [5 empty] | 2016 | 0.00394 | 0.00077634 | 36003416.8458
2027 | 159594.2336 | 0% | 0 | 850581.6644 | 0% | 0 | 237427.6753 | 0% | 0 | 159594.2336 | 0 | 0 | 159594.2336 | 850581.6644 | 0 | 0 | 850581.6644 | 237427.6753 | 0 | 0 | 237427.6753 | 0 | 0 | 0 | -862.8752 | 30876.7444 | 0 | 0 | 0 | 0 | 0 | 0 | 0 | 0 | 0 | 0 | 0 | 0 | 189891.4013 | 0 | 189891.4013 | 0 | 220768.1458 | 3125850.2132 | [5 empty] | 2017 | 0.00394 | 0.00077634 | 36723485.1827
2028 | 161170.8592 | 0% | 0 | 858968.2636 | 0% | 0 | 240492.2099 | 0% | 0 | 161170.8592 | 0 | 0 | 161170.8592 | 858968.2636 | 0 | 0 | 858968.2636 | 240492.2099 | 0 | 0 | 240492.2099 | 0 | 0 | 0 | -863.6545 | 33433.096 | 0 | 0 | 0 | 0 | 0 | 0 | 0 | 0 | 0 | 0 | 0 | 0 | 190062.918 | 0 | 190062.918 | 0 | 223496.014 | 3349346.2272 | [5 empty] | 2018 | 0.00394 | 0.00077634 | 37457954.8864
2029 | 162747.4848 | 0% | 0 | 867354.8627 | 0% | 0 | 243556.7444 | 0% | 0 | 162747.4848 | 0 | 0 | 162747.4848 | 867354.8627 | 0 | 0 | 867354.8627 | 243556.7444 | 0 | 0 | 243556.7444 | 0 | 0 | 0 | -864.4126 | 36060.0278 | 0 | 0 | 0 | 0 | 0 | 0 | 0 | 0 | 0 | 0 | 0 | 0 | 190229.733 | 0 | 190229.733 | 0 | 226289.7608 | 3575635.9881 | [5 empty] | 2019 | 0.00394 | 0.00077634 | 38207113.9841
2030 | 164324.1104 | 0% | 0 | 875741.4618 | 0% | 0 | 246621.279 | 0% | 0 | 164324.1104 | 0 | 0 | 164324.1104 | 875741.4618 | 0 | 0 | 875741.4618 | 246621.279 | 0 | 0 | 246621.279 | 0 | 0 | 0 | -865.1509 | 38754.0366 | 0 | 0 | 0 | 0 | 0 | 0 | 0 | 0 | 0 | 0 | 0 | 0 | 190392.2128 | 0 | 190392.2128 | 0 | 229146.2494 | 3804782.2375 | [5 empty] | 2020 | 0.00394 | 0.00077634 | 38971256.2638
2031 | 165900.736 | 0% | 0 | 884128.061 | 0% | 0 | 249685.8135 | 0% | 0 | 165900.736 | 0 | 0 | 165900.736 | 884128.061 | 0 | 0 | 884128.061 | 249685.8135 | 0 | 0 | 249685.8135 | 0 | 0 | 0 | -865.8709 | 41838.4607 | 0 | 0 | 0 | 0 | 0 | 0 | 0 | 0 | 0 | 0 | 0 | 0 | 190550.679 | 0 | 190550.679 | 0 | 232389.1397 | 4037171.3772 | [5 empty] | 2021 | 0.00394 | 0.00077634 | 39750681.3891
2032 | 167477.3616 | 0% | 0 | 892514.6601 | 0% | 0 | 252750.3481 | 0% | 0 | 167477.3616 | 0 | 0 | 167477.3616 | 892514.6601 | 0 | 0 | 892514.6601 | 252750.3481 | 0 | 0 | 252750.3481 | 0 | 0 | 0 | -866.5741 | 45001.858 | 0 | 0 | 0 | 0 | 0 | 0 | 0 | 0 | 0 | 0 | 0 | 0 | 190705.415 | 0 | 190705.415 | 0 | 235707.273 | 4272878.6502 | [5 empty] | 2022 | 0.00394 | 0.00077634 | 40545695.0168
2033 | 169053.9872 | 0% | 0 | 900901.2592 | 0% | 0 | 255814.8827 | 0% | 0 | 169053.9872 | 0 | 0 | 169053.9872 | 900901.2592 | 0 | 0 | 900901.2592 | 255814.8827 | 0 | 0 | 255814.8827 | 0 | 0 | 0 | -867.2614 | 47845.1158 | 0 | 0 | 0 | 0 | 0 | 0 | 0 | 0 | 0 | 0 | 0 | 0 | 190856.6724 | 0 | 190856.6724 | 0 | 238701.7882 | 4511580.4384 | [5 empty] | 2023 | 0.00394 | 0.00077634 | 41356608.9172
2034 | 170630.6128 | 0% | 0 | 909287.8584 | 0% | 0 | 258879.4172 | 0% | 0 | 170630.6128 | 0 | 0 | 170630.6128 | 909287.8584 | 0 | 0 | 909287.8584 | 258879.4172 | 0 | 0 | 258879.4172 | 0 | 0 | 0 | -867.9339 | 50351.4323 | 0 | 0 | 0 | 0 | 0 | 0 | 0 | 0 | 0 | 0 | 0 | 0 | 191004.6758 | 0 | 191004.6758 | 0 | 241356.1081 | 4752936.5465 | [5 empty] | 2024 | 0.00394 | 0.00077634 | 42183741.0955
2035 | 172207.2384 | 0% | 0 | 917674.4575 | 0% | 0 | 261943.9518 | 0% | 0 | 172207.2384 | 0 | 0 | 172207.2384 | 917674.4575 | 0 | 0 | 917674.4575 | 261943.9518 | 0 | 0 | 261943.9518 | 0 | 0 | 0 | -868.5926 | 52911.4699 | 0 | 0 | 0 | 0 | 0 | 0 | 0 | 0 | 0 | 0 | 0 | 0 | 191149.6267 | 0 | 191149.6267 | 0 | 244061.0965 | 4996997.643 | [5 empty] | 2025 | 0.00394 | 0.00077634 | 43027415.9174
2036 | 173783.864 | 0% | 0 | 926061.0566 | 0% | 0 | 265008.4864 | 0% | 0 | 173783.864 | 0 | 0 | 173783.864 | 926061.0566 | 0 | 0 | 926061.0566 | 265008.4864 | 0 | 0 | 265008.4864 | 0 | 0 | 0 | -869.2382 | 55903.4572 | 0 | 0 | 0 | 0 | 0 | 0 | 0 | 0 | 0 | 0 | 0 | 0 | 191291.7063 | 0 | 191291.7063 | 0 | 247195.1635 | 5244192.8065 | [5 empty] | 2026 | 0.00394 | 0.00077634 | 43887964.2358
2037 | 175360.4896 | 0% | 0 | 934447.6557 | 0% | 0 | 268073.0209 | 0% | 0 | 175360.4896 | 0 | 0 | 175360.4896 | 934447.6557 | 0 | 0 | 934447.6557 | 268073.0209 | 0 | 0 | 268073.0209 | 0 | 0 | 0 | -869.8715 | 58886.1538 | 0 | 0 | 0 | 0 | 0 | 0 | 0 | 0 | 0 | 0 | 0 | 0 | 191431.079 | 0 | 191431.079 | 0 | 250317.2328 | 5494510.0393 | [5 empty] | 2027 | 0.00394 | 0.00077634 | 44765723.5205
2038 | 176937.1152 | 0% | 0 | 942834.2549 | 0% | 0 | 271137.5555 | 0% | 0 | 176937.1152 | 0 | 0 | 176937.1152 | 942834.2549 | 0 | 0 | 942834.2549 | 271137.5555 | 0 | 0 | 271137.5555 | 0 | 0 | 0 | -870.4932 | 61851.6529 | 0 | 0 | 0 | 0 | 0 | 0 | 0 | 0 | 0 | 0 | 0 | 0 | 191567.8937 | 0 | 191567.8937 | 0 | 253419.5466 | 5747929.5859 | [5 empty] | 2028 | 0.00394 | 0.00077634 | 45661037.9909
2039 | 178513.7408 | 0% | 0 | 951220.854 | 0% | 0 | 274202.0901 | 0% | 0 | 178513.7408 | 0 | 0 | 178513.7408 | 951220.854 | 0 | 0 | 951220.854 | 274202.0901 | 0 | 0 | 274202.0901 | 0 | 0 | 0 | -871.1039 | 64793.4758 | 0 | 0 | 0 | 0 | 0 | 0 | 0 | 0 | 0 | 0 | 0 | 0 | 191702.2863 | 0 | 191702.2863 | 0 | 256495.7621 | 6004425.348 | [5 empty] | 2029 | 0.00394 | 0.00077634 | 46574258.7507
2040 | 180090.3664 | 0% | 0 | 959607.4531 | 0% | 0 | 277266.6246 | 0% | 0 | 180090.3664 | 0 | 0 | 180090.3664 | 959607.4531 | 0 | 0 | 959607.4531 | 277266.6246 | 0 | 0 | 277266.6246 | 0 | 0 | 0 | -871.7041 | 67879.9854 | 0 | 0 | 0 | 0 | 0 | 0 | 0 | 0 | 0 | 0 | 0 | 0 | 191834.3811 | 0 | 191834.3811 | 0 | 259714.3665 | 6264139.7145 | [5 empty] | 2030 | 0.00394 | 0.00077634 | 47505743.9257
2041 | 181666.992 | 0% | 0 | 967994.0523 | 0% | 0 | 280331.1592 | 0% | 0 | 181666.992 | 0 | 0 | 181666.992 | 967994.0523 | 0 | 0 | 967994.0523 | 280331.1592 | 0 | 0 | 280331.1592 | 0 | 0 | 0 | -872.2945 | 70874.7636 | 0 | 0 | 0 | 0 | 0 | 0 | 0 | 0 | 0 | 0 | 0 | 0 | 191964.2921 | 0 | 191964.2921 | 0 | 262839.0557 | 6526978.7702 | [5 empty] | 2031 | 0.00394 | 0.00077634 | 48455858.8043
2042 | 183243.6176 | 0% | 0 | 976380.6514 | 0% | 0 | 283395.6937 | 0% | 0 | 183243.6176 | 0 | 0 | 183243.6176 | 976380.6514 | 0 | 0 | 976380.6514 | 283395.6937 | 0 | 0 | 283395.6937 | 0 | 0 | 0 | -872.8753 | 73757.7509 | 0 | 0 | 0 | 0 | 0 | 0 | 0 | 0 | 0 | 0 | 0 | 0 | 192092.1241 | 0 | 192092.1241 | 0 | 265849.8749 | 6792828.6451 | [5 empty] | 2032 | 0.00394 | 0.00077634 | 49424975.9803
2043 | 184820.2432 | 0% | 0 | 984767.2505 | 0% | 0 | 286460.2283 | 0% | 0 | 184820.2432 | 0 | 0 | 184820.2432 | 984767.2505 | 0 | 0 | 984767.2505 | 286460.2283 | 0 | 0 | 286460.2283 | 0 | 0 | 0 | -873.4472 | 76997.7402 | 0 | 0 | 0 | 0 | 0 | 0 | 0 | 0 | 0 | 0 | 0 | 0 | 192217.9738 | 0 | 192217.9738 | 0 | 269215.714 | 7062044.3591 | [5 empty] | 2033 | 0.00394 | 0.00077634 | 50413475.5
2044 | 186396.8688 | 0% | 0 | 993153.8496 | 0% | 0 | 289524.7629 | 0% | 0 | 186396.8688 | 0 | 0 | 186396.8688 | 993153.8496 | 0 | 0 | 993153.8496 | 289524.7629 | 0 | 0 | 289524.7629 | 0 | 0 | 0 | -874.0105 | 80667.5495 | 0 | 0 | 0 | 0 | 0 | 0 | 0 | 0 | 0 | 0 | 0 | 0 | 192341.9307 | 0 | 192341.9307 | 0 | 273009.4802 | 7335053.8393 | [5 empty] | 2034 | 0.00394 | 0.00077634 | 51421745.01
2045 | 187973.4944 | 0% | 0 | 1001540.4488 | 0% | 0 | 292589.2974 | 0% | 0 | 187973.4944 | 0 | 0 | 187973.4944 | 1001540.4488 | 0 | 0 | 1001540.4488 | 292589.2974 | 0 | 0 | 292589.2974 | 0 | 0 | 0 | -874.5655 | 84871.4218 | 0 | 0 | 0 | 0 | 0 | 0 | 0 | 0 | 0 | 0 | 0 | 0 | 192464.0778 | 0 | 192464.0778 | 0 | 277335.4996 | 7612389.3389 | [5 empty] | 2035 | 0.00394 | 0.00077634 | 52450179.9102
2046 | 189550.12 | 0% | 0 | 1009927.0479 | 0% | 0 | 295653.832 | 0% | 0 | 189550.12 | 0 | 0 | 189550.12 | 1009927.0479 | 0 | 0 | 1009927.0479 | 295653.832 | 0 | 0 | 295653.832 | 0 | 0 | 0 | -875.1127 | 89358.7711 | 0 | 0 | 0 | 0 | 0 | 0 | 0 | 0 | 0 | 0 | 0 | 0 | 192584.492 | 0 | 192584.492 | 0 | 281943.2631 | 7894332.602 | [5 empty] | 2036 | 0.00394 | 0.00077634 | 53499183.5084
2047 | 191126.7456 | 0% | 0 | 1018313.647 | 0% | 0 | 298718.3666 | 0% | 0 | 191126.7456 | 0 | 0 | 191126.7456 | 1018313.647 | 0 | 0 | 1018313.647 | 298718.3666 | 0 | 0 | 298718.3666 | 0 | 0 | 0 | -875.6523 | 94164.9757 | 0 | 0 | 0 | 0 | 0 | 0 | 0 | 0 | 0 | 0 | 0 | 0 | 192703.2451 | 0 | 192703.2451 | 0 | 286868.2208 | 8181200.8228 | [5 empty] | 2037 | 0.00394 | 0.00077634 | 54569167.1785
2048 | 192703.3712 | 0% | 0 | 1026700.2462 | 0% | 0 | 301782.9011 | 0% | 0 | 192703.3712 | 0 | 0 | 192703.3712 | 1026700.2462 | 0 | 0 | 1026700.2462 | 301782.9011 | 0 | 0 | 301782.9011 | 0 | 0 | 0 | -876.1847 | 99328.4276 | 0 | 0 | 0 | 0 | 0 | 0 | 0 | 0 | 0 | 0 | 0 | 0 | 192820.4039 | 0 | 192820.4039 | 0 | 292148.8315 | 8473349.6544 | [5 empty] | 2038 | 0.00394 | 0.00077634 | 55660550.5221
2049 | 194279.9968 | 0% | 0 | 1035086.8453 | 0% | 0 | 304847.4357 | 0% | 0 | 194279.9968 | 0 | 0 | 194279.9968 | 1035086.8453 | 0 | 0 | 1035086.8453 | 304847.4357 | 0 | 0 | 304847.4357 | 0 | 0 | 0 | -876.7101 | 104890.2306 | 0 | 0 | 0 | 0 | 0 | 0 | 0 | 0 | 0 | 0 | 0 | 0 | 192936.0311 | 0 | 192936.0311 | 0 | 297826.2617 | 8771175.9161 | [5 empty] | 2039 | 0.00394 | 0.00077634 | 56773761.5325
2050 | 195856.6225 | 0% | 0 | 1043473.4444 | 0% | 0 | 307911.9702 | 0% | 0 | 195856.6225 | 0 | 0 | 195856.6225 | 1043473.4444 | 0 | 0 | 1043473.4444 | 307911.9702 | 0 | 0 | 307911.9702 | 0 | 0 | 0 | -877.2288 | 110893.9018 | 0 | 0 | 0 | 0 | 0 | 0 | 0 | 0 | 0 | 0 | 0 | 0 | 193050.1852 | 0 | 193050.1852 | 0 | 303944.0869 | 9075120.003 | [5 empty] | 2040 | 0.00394 | 0.00077634 | 57909236.7632
[50 empty] | 2041 | 0.00394 | 0.00077634 | 59067421.4984
[50 empty] | 2042 | 0.00394 | 0.00077634 | 60248769.9284
[50 empty] | 2043 | 0.00394 | 0.00077634 | 61453745.327
[50 empty] | 2044 | 0.00394 | 0.00077634 | 62682820.2335
[50 empty] | 2045 | 0.00394 | 0.00077634 | 63936476.6382
[50 empty] | 2046 | 0.00394 | 0.00077634 | 65215206.171
[50 empty] | 2047 | 0.00394 | 0.00077634 | 66519510.2944
[50 empty] | 2048 | 0.00394 | 0.00077634 | 67849900.5003
[50 empty] | 2049 | 0.00394 | 0.00077634 | 69206898.5103
[50 empty] | 2050 | 0.00394 | 0.00077634 | 70591036.4805
[50 empty] | 2051 | 0.00394 | 0.00077634 | 72002857.2101
[50 empty] | 2052 | 0.00394 | 0.00077634 | 73442914.3543
[50 empty] | 2053 | 0.00394 | 0.00077634 | 74911772.6414
[50 empty] | 2054 | 0.00394 | 0.00077634 | 76410008.0942
[50 empty] | 2055 | 0.00394 | 0.00077634 | 77938208.2561
[50 empty] | 2056 | 0.00394 | 0.00077634 | 79496972.4212
[50 empty] | 2057 | 0.00394 | 0.00077634 | 81086911.8696
[50 empty] | 2058 | 0.00394 | 0.00077634 | 82708650.107
[50 empty] | 2059 | 0.00394 | 0.00077634 | 84362823.1092
[50 empty] | 2060 | 0.00394 | 0.00077634 | 86050079.5713
[50 empty] | Source: | 5
©2001-2009 Clean Air-Cool Planet, Inc. All rights reserved
HOME

## ReducedAuto
|  | Actionable Alternative: | Reduced Automobile Reliance Strategies | [6 empty] | NPV through 2050 | Cumulative Carbon Abatement (2010 - 2050) | Contribution toward Neutralilty in |  | Average
|  | Year Implemented: | 2010 | [5 empty] | Avoided Compliance Risk: | 0 | 56726.4643 | 2050
|  | Reference Case: | BAU | [5 empty] | Incremental Fuel Savings (Cost): | 0 | Average | 1644.992 |  | 0
|  |  | Return to Summary | [5 empty] | Avoided Capital Cost: | 0 | 1383.5723 | 0.1505% |  | 0
|  | Wedge Group: | Transportation | [5 empty] | New Capital Cost: | 0 |  |  |  | 0
[9 empty] | Avoided Operating Costs: | 0 |  |  |  | 0
[9 empty] | New Operating Costs: | -2184341.8807 | Lost Revenue |  |  | -157411.5854
[9 empty] | Incremental Cash Flow: | -2184341.8807
[9 empty] | DPI: | No Capital
IRR:
[9 empty] | Simple Payback: | Check Calc
[9 empty] | Total Incremental Savings (Cost) w/o Compliance Savings: | -2184341.8807
[9 empty] | Levelized Cost (Savings) per MTCDE Avoided: | 123.7917
[9 empty] | Levelized Avoided Compliance Cost per MTCDE Avoided: | 0
| Incremental Utility Demand Savings | [8 empty] | Electricity Supply |  |  |  | Steam Supply |  |  |  | Chilled Water Supply |  |  |  | GHG and Compliance Risk Reductions |  |  |  |  | Incremental Fuel Savings (Cost) | [8 empty] | Incremental Non-Fuel OPEX/Capital Savings (Cost) | [6 empty] | Cash Flow
| Reference Electric Load | % Reduction from Reference | Change in Electricity Demand | Reference Steam Load | % Reduction from Reference | Change in Steam Demand | Reference Chilled Water Load | % Reduction from Reference | Change in Chilled Water Demand | Beginning Required P/E | Displaced P/E | New Electricity Source | Ending Required P/E | Beginning Required Steam | Displaced Steam | New Heat Source | Ending Required Steam | Beginning Required Chilled Water | Displaced Chilled Water | New Cooling Source | Ending Required Chilled Water | Scope 1 | Scope 2 | Scope 3 (Commuting) | Scope 3 (Air Travel, other) | Avoided Compliance Risk | Electricity Savings | New Electricity Source Fuel Cost | Steam Savings | New Steam Source Fuel Cost | Chilled Water Savings | New Chilled Water Source Fuel Cost | NG Savings | Campus Fleet Fuel | Incremental Fuel Savings (Cost) | Avoided Capital Cost | New Capital Cost | Incremental Capital | Avoided Operating Costs | New Operating Costs | Incremental OPEX | Other Revenue | Incremental Cash Flow | Cumulative Cash Flow | Notes/Description of Assumptions Please describe all assumptions for modeling here:
FYE | MWh |  | MWh | MMBtu |  | MMBtu | MMBtu |  | MMBtu | MWh | MWh | MWh | MWh | MMBtu | MMBtu | MMBtu | MMBtu | MMBtu | MMBtu | MMBtu | MMBtu | MTCDE | MTCDE | MTCDE | MTCDE | 2010 $ | 2010 $ | 2010 $ | 2010 $ | 2010 $ | 2010 $ | 2010 $ | 2010 $ | 2010 $ | 2010 $ | 2010 $ | 2010 $ | 2010 $ | 2010 $ | 2010 $ | 2010 $ | 2010 $ | 2010 $ | 2010 $
2010 | 128552.6351 | 0% | 0 | 685461.0151 | 0% | 0 | 179442.3946 | 0% | 0 | 128552.6351 | 0 | 0 | 128552.6351 | 685461.0151 | 0 | 0 | 685461.0151 | 179442.3946 | 0 | 0 | 179442.3946 | 0 | 0 | 0 | 0 | 0 | 0 | 0 | 0 | 0 | 0 | 0 | 0 | 0 | 0 | 0 | 0 | 0 | 0 | 0 | 0 | 0 | 0 | 0
2011 | 130129.2607 | 0% | 0 | 693847.6143 | 0% | 0 | 182506.9291 | 0% | 0 | 130129.2607 | 0 | 0 | 130129.2607 | 693847.6143 | 0 | 0 | 693847.6143 | 182506.9291 | 0 | 0 | 182506.9291 | 0 | 0 | 0 | 0 | 0 | 0 | 0 | 0 | 0 | 0 | 0 | 0 | 0 | 0 | 0 | 0 | 0 | 0 | 0 | 0 | 0 | 0 | 0 | 10% | First 10 years GHG Reductions
2012 | 133825.368 | 0% | 0 | 713508.4454 | 0% | 0 | 188515.5603 | 0% | 0 | 133825.368 | 0 | 0 | 133825.368 | 713508.4454 | 0 | 0 | 713508.4454 | 188515.5603 | 0 | 0 | 188515.5603 | 0 | 0 | -162.8164 | 0 | 0 | 0 | 0 | 0 | 0 | 0 | 0 | 0 | 0 | 0 | 0 | 0 | 0 | 0 | -102475 | -102475 | 0 | -102475 | -102475 |  | Constant after year 10
2013 | 135980.034 | 0% | 0 | 724969.8351 | 0% | 0 | 192383.0303 | 0% | 0 | 135980.034 | 0 | 0 | 135980.034 | 724969.8351 | 0 | 0 | 724969.8351 | 192383.0303 | 0 | 0 | 192383.0303 | 0 | 0 | -326.1924 | 0 | 0 | 0 | 0 | 0 | 0 | 0 | 0 | 0 | 0 | 0 | 0 | 0 | 0 | 0 | -104950 | -104950 | 0 | -104950 | -207425
2014 | 137556.6596 | 0% | 0 | 733356.4343 | 0% | 0 | 195447.5648 | 0% | 0 | 137556.6596 | 0 | 0 | 137556.6596 | 733356.4343 | 0 | 0 | 733356.4343 | 195447.5648 | 0 | 0 | 195447.5648 | 0 | 0 | -489.9976 | 0 | 0 | 0 | 0 | 0 | 0 | 0 | 0 | 0 | 0 | 0 | 0 | 0 | 0 | 0 | -107425 | -107425 | 0 | -107425 | -314850 | 90 | Reduced Parking Fees per Year per Driver
2015 | 140674.7264 | 0% | 0 | 749942.4749 | 0% | 0 | 200653.2605 | 0% | 0 | 140674.7264 | 0 | 0 | 140674.7264 | 749942.4749 | 0 | 0 | 749942.4749 | 200653.2605 | 0 | 0 | 200653.2605 | 0 | 0 | -654.1643 | 0 | 0 | 0 | 0 | 0 | 0 | 0 | 0 | 0 | 0 | 0 | 0 | 0 | 0 | 0 | -109900 | -109900 | 0 | -109900 | -424750 | 275 | Number of Drivers not Purchasing Pass
2016 | 142251.352 | 0% | 0 | 758329.074 | 0% | 0 | 203717.7951 | 0% | 0 | 142251.352 | 0 | 0 | 142251.352 | 758329.074 | 0 | 0 | 758329.074 | 203717.7951 | 0 | 0 | 203717.7951 | 0 | 0 | -818.6495 | 0 | 0 | 0 | 0 | 0 | 0 | 0 | 0 | 0 | 0 | 0 | 0 | 0 | 0 | 0 | -112375 | -112375 | 0 | -112375 | -537125
2017 | 143827.9776 | 0% | 0 | 766715.6731 | 0% | 0 | 206782.3297 | 0% | 0 | 143827.9776 | 0 | 0 | 143827.9776 | 766715.6731 | 0 | 0 | 766715.6731 | 206782.3297 | 0 | 0 | 206782.3297 | 0 | 0 | -983.4224 | 0 | 0 | 0 | 0 | 0 | 0 | 0 | 0 | 0 | 0 | 0 | 0 | 0 | 0 | 0 | -164850 | -164850 | 0 | -164850 | -701975 | 100000 | Cost years 1-5
2018 | 145404.6032 | 0% | 0 | 775102.2723 | 0% | 0 | 209846.8642 | 0% | 0 | 145404.6032 | 0 | 0 | 145404.6032 | 775102.2723 | 0 | 0 | 775102.2723 | 209846.8642 | 0 | 0 | 209846.8642 | 0 | 0 | -1148.46 | 0 | 0 | 0 | 0 | 0 | 0 | 0 | 0 | 0 | 0 | 0 | 0 | 0 | 0 | 0 | -167325 | -167325 | 0 | -167325 | -869300 | 150000 | Cost years 6-10
2019 | 146981.2288 | 0% | 0 | 783488.8714 | 0% | 0 | 212911.3988 | 0% | 0 | 146981.2288 | 0 | 0 | 146981.2288 | 783488.8714 | 0 | 0 | 783488.8714 | 212911.3988 | 0 | 0 | 212911.3988 | 0 | 0 | -1313.7437 | 0 | 0 | 0 | 0 | 0 | 0 | 0 | 0 | 0 | 0 | 0 | 0 | 0 | 0 | 0 | -169800 | -169800 | 0 | -169800 | -1039100
2020 | 148557.8544 | 0% | 0 | 791875.4705 | 0% | 0 | 215975.9334 | 0% | 0 | 148557.8544 | 0 | 0 | 148557.8544 | 791875.4705 | 0 | 0 | 791875.4705 | 215975.9334 | 0 | 0 | 215975.9334 | 0 | 0 | -1479.2585 | 0 | 0 | 0 | 0 | 0 | 0 | 0 | 0 | 0 | 0 | 0 | 0 | 0 | 0 | 0 | -172275 | -172275 | 0 | -172275 | -1211375
2021 | 150134.48 | 0% | 0 | 800262.0697 | 0% | 0 | 219040.4679 | 0% | 0 | 150134.48 | 0 | 0 | 150134.48 | 800262.0697 | 0 | 0 | 800262.0697 | 219040.4679 | 0 | 0 | 219040.4679 | 0 | 0 | -1644.992 | 0 | 0 | 0 | 0 | 0 | 0 | 0 | 0 | 0 | 0 | 0 | 0 | 0 | 0 | 0 | -174750 | -174750 | 0 | -174750 | -1386125
2022 | 151711.1056 | 0% | 0 | 808648.6688 | 0% | 0 | 222105.0025 | 0% | 0 | 151711.1056 | 0 | 0 | 151711.1056 | 808648.6688 | 0 | 0 | 808648.6688 | 222105.0025 | 0 | 0 | 222105.0025 | 0 | 0 | -1644.992 | 0 | 0 | 0 | 0 | 0 | 0 | 0 | 0 | 0 | 0 | 0 | 0 | 0 | 0 | 0 | -174750 | -174750 | 0 | -174750 | -1560875
2023 | 153287.7312 | 0% | 0 | 817035.2679 | 0% | 0 | 225169.537 | 0% | 0 | 153287.7312 | 0 | 0 | 153287.7312 | 817035.2679 | 0 | 0 | 817035.2679 | 225169.537 | 0 | 0 | 225169.537 | 0 | 0 | -1644.992 | 0 | 0 | 0 | 0 | 0 | 0 | 0 | 0 | 0 | 0 | 0 | 0 | 0 | 0 | 0 | -174750 | -174750 | 0 | -174750 | -1735625
2024 | 154864.3568 | 0% | 0 | 825421.8671 | 0% | 0 | 228234.0716 | 0% | 0 | 154864.3568 | 0 | 0 | 154864.3568 | 825421.8671 | 0 | 0 | 825421.8671 | 228234.0716 | 0 | 0 | 228234.0716 | 0 | 0 | -1644.992 | 0 | 0 | 0 | 0 | 0 | 0 | 0 | 0 | 0 | 0 | 0 | 0 | 0 | 0 | 0 | -174750 | -174750 | 0 | -174750 | -1910375
2025 | 156440.9824 | 0% | 0 | 833808.4662 | 0% | 0 | 231298.6062 | 0% | 0 | 156440.9824 | 0 | 0 | 156440.9824 | 833808.4662 | 0 | 0 | 833808.4662 | 231298.6062 | 0 | 0 | 231298.6062 | 0 | 0 | -1644.992 | 0 | 0 | 0 | 0 | 0 | 0 | 0 | 0 | 0 | 0 | 0 | 0 | 0 | 0 | 0 | -174750 | -174750 | 0 | -174750 | -2085125
2026 | 158017.608 | 0% | 0 | 842195.0653 | 0% | 0 | 234363.1407 | 0% | 0 | 158017.608 | 0 | 0 | 158017.608 | 842195.0653 | 0 | 0 | 842195.0653 | 234363.1407 | 0 | 0 | 234363.1407 | 0 | 0 | -1644.992 | 0 | 0 | 0 | 0 | 0 | 0 | 0 | 0 | 0 | 0 | 0 | 0 | 0 | 0 | 0 | -174750 | -174750 | 0 | -174750 | -2259875
2027 | 159594.2336 | 0% | 0 | 850581.6644 | 0% | 0 | 237427.6753 | 0% | 0 | 159594.2336 | 0 | 0 | 159594.2336 | 850581.6644 | 0 | 0 | 850581.6644 | 237427.6753 | 0 | 0 | 237427.6753 | 0 | 0 | -1644.992 | 0 | 0 | 0 | 0 | 0 | 0 | 0 | 0 | 0 | 0 | 0 | 0 | 0 | 0 | 0 | -174750 | -174750 | 0 | -174750 | -2434625
2028 | 161170.8592 | 0% | 0 | 858968.2636 | 0% | 0 | 240492.2099 | 0% | 0 | 161170.8592 | 0 | 0 | 161170.8592 | 858968.2636 | 0 | 0 | 858968.2636 | 240492.2099 | 0 | 0 | 240492.2099 | 0 | 0 | -1644.992 | 0 | 0 | 0 | 0 | 0 | 0 | 0 | 0 | 0 | 0 | 0 | 0 | 0 | 0 | 0 | -174750 | -174750 | 0 | -174750 | -2609375
2029 | 162747.4848 | 0% | 0 | 867354.8627 | 0% | 0 | 243556.7444 | 0% | 0 | 162747.4848 | 0 | 0 | 162747.4848 | 867354.8627 | 0 | 0 | 867354.8627 | 243556.7444 | 0 | 0 | 243556.7444 | 0 | 0 | -1644.992 | 0 | 0 | 0 | 0 | 0 | 0 | 0 | 0 | 0 | 0 | 0 | 0 | 0 | 0 | 0 | -174750 | -174750 | 0 | -174750 | -2784125
2030 | 164324.1104 | 0% | 0 | 875741.4618 | 0% | 0 | 246621.279 | 0% | 0 | 164324.1104 | 0 | 0 | 164324.1104 | 875741.4618 | 0 | 0 | 875741.4618 | 246621.279 | 0 | 0 | 246621.279 | 0 | 0 | -1644.992 | 0 | 0 | 0 | 0 | 0 | 0 | 0 | 0 | 0 | 0 | 0 | 0 | 0 | 0 | 0 | -174750 | -174750 | 0 | -174750 | -2958875
2031 | 165900.736 | 0% | 0 | 884128.061 | 0% | 0 | 249685.8135 | 0% | 0 | 165900.736 | 0 | 0 | 165900.736 | 884128.061 | 0 | 0 | 884128.061 | 249685.8135 | 0 | 0 | 249685.8135 | 0 | 0 | -1644.992 | 0 | 0 | 0 | 0 | 0 | 0 | 0 | 0 | 0 | 0 | 0 | 0 | 0 | 0 | 0 | -174750 | -174750 | 0 | -174750 | -3133625
2032 | 167477.3616 | 0% | 0 | 892514.6601 | 0% | 0 | 252750.3481 | 0% | 0 | 167477.3616 | 0 | 0 | 167477.3616 | 892514.6601 | 0 | 0 | 892514.6601 | 252750.3481 | 0 | 0 | 252750.3481 | 0 | 0 | -1644.992 | 0 | 0 | 0 | 0 | 0 | 0 | 0 | 0 | 0 | 0 | 0 | 0 | 0 | 0 | 0 | -174750 | -174750 | 0 | -174750 | -3308375
2033 | 169053.9872 | 0% | 0 | 900901.2592 | 0% | 0 | 255814.8827 | 0% | 0 | 169053.9872 | 0 | 0 | 169053.9872 | 900901.2592 | 0 | 0 | 900901.2592 | 255814.8827 | 0 | 0 | 255814.8827 | 0 | 0 | -1644.992 | 0 | 0 | 0 | 0 | 0 | 0 | 0 | 0 | 0 | 0 | 0 | 0 | 0 | 0 | 0 | -174750 | -174750 | 0 | -174750 | -3483125
2034 | 170630.6128 | 0% | 0 | 909287.8584 | 0% | 0 | 258879.4172 | 0% | 0 | 170630.6128 | 0 | 0 | 170630.6128 | 909287.8584 | 0 | 0 | 909287.8584 | 258879.4172 | 0 | 0 | 258879.4172 | 0 | 0 | -1644.992 | 0 | 0 | 0 | 0 | 0 | 0 | 0 | 0 | 0 | 0 | 0 | 0 | 0 | 0 | 0 | -174750 | -174750 | 0 | -174750 | -3657875
2035 | 172207.2384 | 0% | 0 | 917674.4575 | 0% | 0 | 261943.9518 | 0% | 0 | 172207.2384 | 0 | 0 | 172207.2384 | 917674.4575 | 0 | 0 | 917674.4575 | 261943.9518 | 0 | 0 | 261943.9518 | 0 | 0 | -1644.992 | 0 | 0 | 0 | 0 | 0 | 0 | 0 | 0 | 0 | 0 | 0 | 0 | 0 | 0 | 0 | -174750 | -174750 | 0 | -174750 | -3832625
2036 | 173783.864 | 0% | 0 | 926061.0566 | 0% | 0 | 265008.4864 | 0% | 0 | 173783.864 | 0 | 0 | 173783.864 | 926061.0566 | 0 | 0 | 926061.0566 | 265008.4864 | 0 | 0 | 265008.4864 | 0 | 0 | -1644.992 | 0 | 0 | 0 | 0 | 0 | 0 | 0 | 0 | 0 | 0 | 0 | 0 | 0 | 0 | 0 | -174750 | -174750 | 0 | -174750 | -4007375
2037 | 175360.4896 | 0% | 0 | 934447.6557 | 0% | 0 | 268073.0209 | 0% | 0 | 175360.4896 | 0 | 0 | 175360.4896 | 934447.6557 | 0 | 0 | 934447.6557 | 268073.0209 | 0 | 0 | 268073.0209 | 0 | 0 | -1644.992 | 0 | 0 | 0 | 0 | 0 | 0 | 0 | 0 | 0 | 0 | 0 | 0 | 0 | 0 | 0 | -174750 | -174750 | 0 | -174750 | -4182125
2038 | 176937.1152 | 0% | 0 | 942834.2549 | 0% | 0 | 271137.5555 | 0% | 0 | 176937.1152 | 0 | 0 | 176937.1152 | 942834.2549 | 0 | 0 | 942834.2549 | 271137.5555 | 0 | 0 | 271137.5555 | 0 | 0 | -1644.992 | 0 | 0 | 0 | 0 | 0 | 0 | 0 | 0 | 0 | 0 | 0 | 0 | 0 | 0 | 0 | -174750 | -174750 | 0 | -174750 | -4356875
2039 | 178513.7408 | 0% | 0 | 951220.854 | 0% | 0 | 274202.0901 | 0% | 0 | 178513.7408 | 0 | 0 | 178513.7408 | 951220.854 | 0 | 0 | 951220.854 | 274202.0901 | 0 | 0 | 274202.0901 | 0 | 0 | -1644.992 | 0 | 0 | 0 | 0 | 0 | 0 | 0 | 0 | 0 | 0 | 0 | 0 | 0 | 0 | 0 | -174750 | -174750 | 0 | -174750 | -4531625
2040 | 180090.3664 | 0% | 0 | 959607.4531 | 0% | 0 | 277266.6246 | 0% | 0 | 180090.3664 | 0 | 0 | 180090.3664 | 959607.4531 | 0 | 0 | 959607.4531 | 277266.6246 | 0 | 0 | 277266.6246 | 0 | 0 | -1644.992 | 0 | 0 | 0 | 0 | 0 | 0 | 0 | 0 | 0 | 0 | 0 | 0 | 0 | 0 | 0 | -174750 | -174750 | 0 | -174750 | -4706375
2041 | 181666.992 | 0% | 0 | 967994.0523 | 0% | 0 | 280331.1592 | 0% | 0 | 181666.992 | 0 | 0 | 181666.992 | 967994.0523 | 0 | 0 | 967994.0523 | 280331.1592 | 0 | 0 | 280331.1592 | 0 | 0 | -1644.992 | 0 | 0 | 0 | 0 | 0 | 0 | 0 | 0 | 0 | 0 | 0 | 0 | 0 | 0 | 0 | -174750 | -174750 | 0 | -174750 | -4881125
2042 | 183243.6176 | 0% | 0 | 976380.6514 | 0% | 0 | 283395.6937 | 0% | 0 | 183243.6176 | 0 | 0 | 183243.6176 | 976380.6514 | 0 | 0 | 976380.6514 | 283395.6937 | 0 | 0 | 283395.6937 | 0 | 0 | -1644.992 | 0 | 0 | 0 | 0 | 0 | 0 | 0 | 0 | 0 | 0 | 0 | 0 | 0 | 0 | 0 | -174750 | -174750 | 0 | -174750 | -5055875
2043 | 184820.2432 | 0% | 0 | 984767.2505 | 0% | 0 | 286460.2283 | 0% | 0 | 184820.2432 | 0 | 0 | 184820.2432 | 984767.2505 | 0 | 0 | 984767.2505 | 286460.2283 | 0 | 0 | 286460.2283 | 0 | 0 | -1644.992 | 0 | 0 | 0 | 0 | 0 | 0 | 0 | 0 | 0 | 0 | 0 | 0 | 0 | 0 | 0 | -174750 | -174750 | 0 | -174750 | -5230625
2044 | 186396.8688 | 0% | 0 | 993153.8496 | 0% | 0 | 289524.7629 | 0% | 0 | 186396.8688 | 0 | 0 | 186396.8688 | 993153.8496 | 0 | 0 | 993153.8496 | 289524.7629 | 0 | 0 | 289524.7629 | 0 | 0 | -1644.992 | 0 | 0 | 0 | 0 | 0 | 0 | 0 | 0 | 0 | 0 | 0 | 0 | 0 | 0 | 0 | -174750 | -174750 | 0 | -174750 | -5405375
2045 | 187973.4944 | 0% | 0 | 1001540.4488 | 0% | 0 | 292589.2974 | 0% | 0 | 187973.4944 | 0 | 0 | 187973.4944 | 1001540.4488 | 0 | 0 | 1001540.4488 | 292589.2974 | 0 | 0 | 292589.2974 | 0 | 0 | -1644.992 | 0 | 0 | 0 | 0 | 0 | 0 | 0 | 0 | 0 | 0 | 0 | 0 | 0 | 0 | 0 | -174750 | -174750 | 0 | -174750 | -5580125
2046 | 189550.12 | 0% | 0 | 1009927.0479 | 0% | 0 | 295653.832 | 0% | 0 | 189550.12 | 0 | 0 | 189550.12 | 1009927.0479 | 0 | 0 | 1009927.0479 | 295653.832 | 0 | 0 | 295653.832 | 0 | 0 | -1644.992 | 0 | 0 | 0 | 0 | 0 | 0 | 0 | 0 | 0 | 0 | 0 | 0 | 0 | 0 | 0 | -174750 | -174750 | 0 | -174750 | -5754875
2047 | 191126.7456 | 0% | 0 | 1018313.647 | 0% | 0 | 298718.3666 | 0% | 0 | 191126.7456 | 0 | 0 | 191126.7456 | 1018313.647 | 0 | 0 | 1018313.647 | 298718.3666 | 0 | 0 | 298718.3666 | 0 | 0 | -1644.992 | 0 | 0 | 0 | 0 | 0 | 0 | 0 | 0 | 0 | 0 | 0 | 0 | 0 | 0 | 0 | -174750 | -174750 | 0 | -174750 | -5929625
2048 | 192703.3712 | 0% | 0 | 1026700.2462 | 0% | 0 | 301782.9011 | 0% | 0 | 192703.3712 | 0 | 0 | 192703.3712 | 1026700.2462 | 0 | 0 | 1026700.2462 | 301782.9011 | 0 | 0 | 301782.9011 | 0 | 0 | -1644.992 | 0 | 0 | 0 | 0 | 0 | 0 | 0 | 0 | 0 | 0 | 0 | 0 | 0 | 0 | 0 | -174750 | -174750 | 0 | -174750 | -6104375
2049 | 194279.9968 | 0% | 0 | 1035086.8453 | 0% | 0 | 304847.4357 | 0% | 0 | 194279.9968 | 0 | 0 | 194279.9968 | 1035086.8453 | 0 | 0 | 1035086.8453 | 304847.4357 | 0 | 0 | 304847.4357 | 0 | 0 | -1644.992 | 0 | 0 | 0 | 0 | 0 | 0 | 0 | 0 | 0 | 0 | 0 | 0 | 0 | 0 | 0 | -174750 | -174750 | 0 | -174750 | -6279125
2050 | 195856.6225 | 0% | 0 | 1043473.4444 | 0% | 0 | 307911.9702 | 0% | 0 | 195856.6225 | 0 | 0 | 195856.6225 | 1043473.4444 | 0 | 0 | 1043473.4444 | 307911.9702 | 0 | 0 | 307911.9702 | 0 | 0 | -1644.992 | 0 | 0 | 0 | 0 | 0 | 0 | 0 | 0 | 0 | 0 | 0 | 0 | 0 | 0 | 0 | -174750 | -174750 | 0 | -174750 | -6453875
HOME

## WasteReduction
|  | Actionable Alternative: | Waste Reduction | [6 empty] | NPV through 2050 | Cumulative Carbon Abatement (2010 - 2050) | Contribution toward Neutralilty in |  | Average
|  | Year Implemented: | 2012 | [5 empty] | Avoided Compliance Risk: | 96586.8729 | 7732.8424 | 2050
|  | Reference Case: | BAU | [5 empty] | Incremental Fuel Savings (Cost): | 0 | Average | 211.7712 |  | 0
|  |  | Return to Summary | [5 empty] | Avoided Capital Cost: | 0 | 198.278 | 0.01937% |  | 0
|  | Wedge Group: | Waste | [5 empty] | New Capital Cost: | 0 |  |  |  | 0
[9 empty] | Avoided Operating Costs: | 114580.9248 |  |  |  | 7750.5366
[9 empty] | New Operating Costs: | -70312.3005 |  |  |  | -4756.0976
[9 empty] | Incremental Cash Flow: | 140855.4973
[9 empty] | DPI: | No Capital
IRR:
[9 empty] | Simple Payback: | 0
[9 empty] | Total Incremental Savings (Cost) w/o Compliance Savings: | 44268.6244
[9 empty] | Levelized Cost (Savings) per MTCDE Avoided: | -17.0973
[9 empty] | Levelized Avoided Compliance Cost per MTCDE Avoided: | 37.3036
| Incremental Utility Demand Savings | [8 empty] | Electricity Supply |  |  |  | Steam Supply |  |  |  | Chilled Water Supply |  |  |  | GHG and Compliance Risk Reductions |  |  |  |  | Incremental Fuel Savings (Cost) | [8 empty] | Incremental Non-Fuel OPEX/Capital Savings (Cost) | [6 empty] | Cash Flow
| Reference Electric Load | % Reduction from Reference | Change in Electricity Demand | Reference Steam Load | % Reduction from Reference | Change in Steam Demand | Reference Chilled Water Load | % Reduction from Reference | Change in Chilled Water Demand | Beginning Required P/E | Displaced P/E | New Electricity Source | Ending Required P/E | Beginning Required Steam | Displaced Steam | New Heat Source | Ending Required Steam | Beginning Required Chilled Water | Displaced Chilled Water | New Cooling Source | Ending Required Chilled Water | Scope 1 | Scope 2 | Scope 3 (Commuting) | Scope 3 (Air Travel, other) | Avoided Compliance Risk | Electricity Savings | New Electricity Source Fuel Cost | Steam Savings | New Steam Source Fuel Cost | Chilled Water Savings | New Chilled Water Source Fuel Cost | NG Savings | Campus Fleet Fuel | Incremental Fuel Savings (Cost) | Avoided Capital Cost | New Capital Cost | Incremental Capital | Avoided Operating Costs | New Operating Costs | Incremental OPEX | Other Revenue | Incremental Cash Flow | Cumulative Cash Flow | Notes/Description of Assumptions Please describe all assumptions for modeling here: |  | Emissions from Solid Waste | % Reduction | Emission Reduction | Resulting Emissions
FYE | MWh |  | MWh | MMBtu |  | MMBtu | MMBtu |  | MMBtu | MWh | MWh | MWh | MWh | MMBtu | MMBtu | MMBtu | MMBtu | MMBtu | MMBtu | MMBtu | MMBtu | MTCDE | MTCDE | MTCDE | MTCDE | 2010 $ | 2010 $ | 2010 $ | 2010 $ | 2010 $ | 2010 $ | 2010 $ | 2010 $ | 2010 $ | 2010 $ | 2010 $ | 2010 $ | 2010 $ | 2010 $ | 2010 $ | 2010 $ | 2010 $ | 2010 $ | 2010 $ |  |  | MTCDE | % | MTCDE | MTCDE
2010 | 128552.6351 | 0% | 0 | 685461.0151 | 0% | 0 | 179442.3946 | 0% | 0 | 128552.6351 | 0 | 0 | 128552.6351 | 685461.0151 | 0 | 0 | 685461.0151 | 179442.3946 | 0 | 0 | 179442.3946 | 0 | 0 | 0 | 0 | 0 | 0 | 0 | 0 | 0 | 0 | 0 | 0 | 0 | 0 | 0 | 0 | 0 | 0 | 0 | 0 | 0 | 0 | 0 | 2012 | Starting Date | 2540.8951
2011 | 130129.2607 | 0% | 0 | 693847.6143 | 0% | 0 | 182506.9291 | 0% | 0 | 130129.2607 | 0 | 0 | 130129.2607 | 693847.6143 | 0 | 0 | 693847.6143 | 182506.9291 | 0 | 0 | 182506.9291 | 0 | 0 | 0 | 0 | 0 | 0 | 0 | 0 | 0 | 0 | 0 | 0 | 0 | 0 | 0 | 0 | 0 | 0 | 0 | 0 | 0 | 0 | 0 |  |  | 2549.04
2012 | 133825.368 | 0% | 0 | 713508.4454 | 0% | 0 | 188515.5603 | 0% | 0 | 133825.368 | 0 | 0 | 133825.368 | 713508.4454 | 0 | 0 | 713508.4454 | 188515.5603 | 0 | 0 | 188515.5603 | 0 | 0 | 0 | -40.8846 | 0 | 0 | 0 | 0 | 0 | 0 | 0 | 0 | 0 | 0 | 0 | 0 | 0 | 8148 | -5000 | 3148 | 0 | 3148 | 3148 | 8% | Reduction in solid waste emission by 2017 | 2555.2899 | 1.6% | 40.8846 | 2514.4052
2013 | 135980.034 | 0% | 0 | 724969.8351 | 0% | 0 | 192383.0303 | 0% | 0 | 135980.034 | 0 | 0 | 135980.034 | 724969.8351 | 0 | 0 | 724969.8351 | 192383.0303 | 0 | 0 | 192383.0303 | 0 | 0 | 0 | -81.9379 | 0 | 0 | 0 | 0 | 0 | 0 | 0 | 0 | 0 | 0 | 0 | 0 | 0 | 8148 | -5000 | 3148 | 0 | 3148 | 6296 |  |  | 2560.5587 | 3.2% | 81.9379 | 2478.6209
2014 | 137556.6596 | 0% | 0 | 733356.4343 | 0% | 0 | 195447.5648 | 0% | 0 | 137556.6596 | 0 | 0 | 137556.6596 | 733356.4343 | 0 | 0 | 733356.4343 | 195447.5648 | 0 | 0 | 195447.5648 | 0 | 0 | 0 | -123.1296 | 0 | 0 | 0 | 0 | 0 | 0 | 0 | 0 | 0 | 0 | 0 | 0 | 0 | 8148 | -5000 | 3148 | 0 | 3148 | 9444 | 5000 | Community Education | 2565.2007 | 4.8% | 123.1296 | 2442.0711
2015 | 140674.7264 | 0% | 0 | 749942.4749 | 0% | 0 | 200653.2605 | 0% | 0 | 140674.7264 | 0 | 0 | 140674.7264 | 749942.4749 | 0 | 0 | 749942.4749 | 200653.2605 | 0 | 0 | 200653.2605 | 0 | 0 | 0 | -164.4414 | 1672.2603 | 0 | 0 | 0 | 0 | 0 | 0 | 0 | 0 | 0 | 0 | 0 | 0 | 8148 | -5000 | 3148 | 0 | 4820.2603 | 14264.2603 |  |  | 2569.3974 | 6.4% | 164.4414 | 2404.9559
2016 | 142251.352 | 0% | 0 | 758329.074 | 0% | 0 | 203717.7951 | 0% | 0 | 142251.352 | 0 | 0 | 142251.352 | 758329.074 | 0 | 0 | 758329.074 | 203717.7951 | 0 | 0 | 203717.7951 | 0 | 0 | 0 | -205.8605 | 2416.4951 | 0 | 0 | 0 | 0 | 0 | 0 | 0 | 0 | 0 | 0 | 0 | 0 | 8148 | -5000 | 3148 | 0 | 5564.4951 | 19828.7553 | 5000 | Total annual O$M | 2573.2566 | 8% | 205.8605 | 2367.3961
2017 | 143827.9776 | 0% | 0 | 766715.6731 | 0% | 0 | 206782.3297 | 0% | 0 | 143827.9776 | 0 | 0 | 143827.9776 | 766715.6731 | 0 | 0 | 766715.6731 | 206782.3297 | 0 | 0 | 206782.3297 | 0 | 0 | 0 | -206.1479 | 2758.4356 | 0 | 0 | 0 | 0 | 0 | 0 | 0 | 0 | 0 | 0 | 0 | 0 | 8148 | -5000 | 3148 | 0 | 5906.4356 | 25735.191 |  |  | 2576.8487 | 8% | 206.1479 | 2370.7008
2018 | 145404.6032 | 0% | 0 | 775102.2723 | 0% | 0 | 209846.8642 | 0% | 0 | 145404.6032 | 0 | 0 | 145404.6032 | 775102.2723 | 0 | 0 | 775102.2723 | 209846.8642 | 0 | 0 | 209846.8642 | 0 | 0 | 0 | -206.4178 | 3115.6956 | 0 | 0 | 0 | 0 | 0 | 0 | 0 | 0 | 0 | 0 | 0 | 0 | 8148 | -5000 | 3148 | 0 | 6263.6956 | 31998.8866 |  |  | 2580.2224 | 8% | 206.4178 | 2373.8046
2019 | 146981.2288 | 0% | 0 | 783488.8714 | 0% | 0 | 212911.3988 | 0% | 0 | 146981.2288 | 0 | 0 | 146981.2288 | 783488.8714 | 0 | 0 | 783488.8714 | 212911.3988 | 0 | 0 | 212911.3988 | 0 | 0 | 0 | -206.6731 | 3487.8269 | 0 | 0 | 0 | 0 | 0 | 0 | 0 | 0 | 0 | 0 | 0 | 0 | 8148 | -5000 | 3148 | 0 | 6635.8269 | 38634.7135 |  |  | 2583.4134 | 8% | 206.6731 | 2376.7403
2020 | 148557.8544 | 0% | 0 | 791875.4705 | 0% | 0 | 215975.9334 | 0% | 0 | 148557.8544 | 0 | 0 | 148557.8544 | 791875.4705 | 0 | 0 | 791875.4705 | 215975.9334 | 0 | 0 | 215975.9334 | 0 | 0 | 0 | -206.9159 | 3874.3847 | 0 | 0 | 0 | 0 | 0 | 0 | 0 | 0 | 0 | 0 | 0 | 0 | 8148 | -5000 | 3148 | 0 | 7022.3847 | 45657.0982 |  |  | 2586.4484 | 8% | 206.9159 | 2379.5325
2021 | 150134.48 | 0% | 0 | 800262.0697 | 0% | 0 | 219040.4679 | 0% | 0 | 150134.48 | 0 | 0 | 150134.48 | 800262.0697 | 0 | 0 | 800262.0697 | 219040.4679 | 0 | 0 | 219040.4679 | 0 | 0 | 0 | -207.1479 | 4320.4813 | 0 | 0 | 0 | 0 | 0 | 0 | 0 | 0 | 0 | 0 | 0 | 0 | 8148 | -5000 | 3148 | 0 | 7468.4813 | 53125.5795 |  |  | 2589.3483 | 8% | 207.1479 | 2382.2005
2022 | 151711.1056 | 0% | 0 | 808648.6688 | 0% | 0 | 222105.0025 | 0% | 0 | 151711.1056 | 0 | 0 | 151711.1056 | 808648.6688 | 0 | 0 | 808648.6688 | 222105.0025 | 0 | 0 | 222105.0025 | 0 | 0 | 0 | -207.3704 | 4784.4152 | 0 | 0 | 0 | 0 | 0 | 0 | 0 | 0 | 0 | 0 | 0 | 0 | 8148 | -5000 | 3148 | 0 | 7932.4152 | 61057.9947 |  |  | 2592.1298 | 8% | 207.3704 | 2384.7594
2023 | 153287.7312 | 0% | 0 | 817035.2679 | 0% | 0 | 225169.537 | 0% | 0 | 153287.7312 | 0 | 0 | 153287.7312 | 817035.2679 | 0 | 0 | 817035.2679 | 225169.537 | 0 | 0 | 225169.537 | 0 | 0 | 0 | -207.5845 | 5265.5169 | 0 | 0 | 0 | 0 | 0 | 0 | 0 | 0 | 0 | 0 | 0 | 0 | 8148 | -5000 | 3148 | 0 | 8413.5169 | 69471.5116 |  |  | 2594.8061 | 8% | 207.5845 | 2387.2216
2024 | 154864.3568 | 0% | 0 | 825421.8671 | 0% | 0 | 228234.0716 | 0% | 0 | 154864.3568 | 0 | 0 | 154864.3568 | 825421.8671 | 0 | 0 | 825421.8671 | 228234.0716 | 0 | 0 | 228234.0716 | 0 | 0 | 0 | -207.7911 | 5763.1189 | 0 | 0 | 0 | 0 | 0 | 0 | 0 | 0 | 0 | 0 | 0 | 0 | 8148 | -5000 | 3148 | 0 | 8911.1189 | 78382.6305 |  |  | 2597.3885 | 8% | 207.7911 | 2389.5974
2025 | 156440.9824 | 0% | 0 | 833808.4662 | 0% | 0 | 231298.6062 | 0% | 0 | 156440.9824 | 0 | 0 | 156440.9824 | 833808.4662 | 0 | 0 | 833808.4662 | 231298.6062 | 0 | 0 | 231298.6062 | 0 | 0 | 0 | -207.9909 | 6276.5564 | 0 | 0 | 0 | 0 | 0 | 0 | 0 | 0 | 0 | 0 | 0 | 0 | 8148 | -5000 | 3148 | 0 | 9424.5564 | 87807.1869 |  |  | 2599.8861 | 8% | 207.9909 | 2391.8952
2026 | 158017.608 | 0% | 0 | 842195.0653 | 0% | 0 | 234363.1407 | 0% | 0 | 158017.608 | 0 | 0 | 158017.608 | 842195.0653 | 0 | 0 | 842195.0653 | 234363.1407 | 0 | 0 | 234363.1407 | 0 | 0 | 0 | -208.1845 | 6857.0714 | 0 | 0 | 0 | 0 | 0 | 0 | 0 | 0 | 0 | 0 | 0 | 0 | 8148 | -5000 | 3148 | 0 | 10005.0714 | 97812.2583 |  |  | 2602.3068 | 8% | 208.1845 | 2394.1222
2027 | 159594.2336 | 0% | 0 | 850581.6644 | 0% | 0 | 237427.6753 | 0% | 0 | 159594.2336 | 0 | 0 | 159594.2336 | 850581.6644 | 0 | 0 | 850581.6644 | 237427.6753 | 0 | 0 | 237427.6753 | 0 | 0 | 0 | -208.3726 | 7456.3126 | 0 | 0 | 0 | 0 | 0 | 0 | 0 | 0 | 0 | 0 | 0 | 0 | 8148 | -5000 | 3148 | 0 | 10604.3126 | 108416.571 |  |  | 2604.6573 | 8% | 208.3726 | 2396.2847
2028 | 161170.8592 | 0% | 0 | 858968.2636 | 0% | 0 | 240492.2099 | 0% | 0 | 161170.8592 | 0 | 0 | 161170.8592 | 858968.2636 | 0 | 0 | 858968.2636 | 240492.2099 | 0 | 0 | 240492.2099 | 0 | 0 | 0 | -208.5555 | 8073.4305 | 0 | 0 | 0 | 0 | 0 | 0 | 0 | 0 | 0 | 0 | 0 | 0 | 8148 | -5000 | 3148 | 0 | 11221.4305 | 119638.0015 |  |  | 2606.9433 | 8% | 208.5555 | 2398.3879
2029 | 162747.4848 | 0% | 0 | 867354.8627 | 0% | 0 | 243556.7444 | 0% | 0 | 162747.4848 | 0 | 0 | 162747.4848 | 867354.8627 | 0 | 0 | 867354.8627 | 243556.7444 | 0 | 0 | 243556.7444 | 0 | 0 | 0 | -208.7336 | 8707.5776 | 0 | 0 | 0 | 0 | 0 | 0 | 0 | 0 | 0 | 0 | 0 | 0 | 8148 | -5000 | 3148 | 0 | 11855.5776 | 131493.5791 |  |  | 2609.17 | 8% | 208.7336 | 2400.4364
2030 | 164324.1104 | 0% | 0 | 875741.4618 | 0% | 0 | 246621.279 | 0% | 0 | 164324.1104 | 0 | 0 | 164324.1104 | 875741.4618 | 0 | 0 | 875741.4618 | 246621.279 | 0 | 0 | 246621.279 | 0 | 0 | 0 | -208.9073 | 9357.9081 | 0 | 0 | 0 | 0 | 0 | 0 | 0 | 0 | 0 | 0 | 0 | 0 | 8148 | -5000 | 3148 | 0 | 12505.9081 | 143999.4872 |  |  | 2611.3416 | 8% | 208.9073 | 2402.4343
2031 | 165900.736 | 0% | 0 | 884128.061 | 0% | 0 | 249685.8135 | 0% | 0 | 165900.736 | 0 | 0 | 165900.736 | 884128.061 | 0 | 0 | 884128.061 | 249685.8135 | 0 | 0 | 249685.8135 | 0 | 0 | 0 | -209.077 | 10102.4971 | 0 | 0 | 0 | 0 | 0 | 0 | 0 | 0 | 0 | 0 | 0 | 0 | 8148 | -5000 | 3148 | 0 | 13250.4971 | 157249.9843 |  |  | 2613.4622 | 8% | 209.077 | 2404.3852
2032 | 167477.3616 | 0% | 0 | 892514.6601 | 0% | 0 | 252750.3481 | 0% | 0 | 167477.3616 | 0 | 0 | 167477.3616 | 892514.6601 | 0 | 0 | 892514.6601 | 252750.3481 | 0 | 0 | 252750.3481 | 0 | 0 | 0 | -209.2428 | 10866.1396 | 0 | 0 | 0 | 0 | 0 | 0 | 0 | 0 | 0 | 0 | 0 | 0 | 8148 | -5000 | 3148 | 0 | 14014.1396 | 171264.1239 |  |  | 2615.535 | 8% | 209.2428 | 2406.2922
2033 | 169053.9872 | 0% | 0 | 900901.2592 | 0% | 0 | 255814.8827 | 0% | 0 | 169053.9872 | 0 | 0 | 169053.9872 | 900901.2592 | 0 | 0 | 900901.2592 | 255814.8827 | 0 | 0 | 255814.8827 | 0 | 0 | 0 | -209.4051 | 11552.468 | 0 | 0 | 0 | 0 | 0 | 0 | 0 | 0 | 0 | 0 | 0 | 0 | 8148 | -5000 | 3148 | 0 | 14700.468 | 185964.5919 |  |  | 2617.5633 | 8% | 209.4051 | 2408.1582
2034 | 170630.6128 | 0% | 0 | 909287.8584 | 0% | 0 | 258879.4172 | 0% | 0 | 170630.6128 | 0 | 0 | 170630.6128 | 909287.8584 | 0 | 0 | 909287.8584 | 258879.4172 | 0 | 0 | 258879.4172 | 0 | 0 | 0 | -209.564 | 12157.4305 | 0 | 0 | 0 | 0 | 0 | 0 | 0 | 0 | 0 | 0 | 0 | 0 | 8148 | -5000 | 3148 | 0 | 15305.4305 | 201270.0224 |  |  | 2619.5497 | 8% | 209.564 | 2409.9857
2035 | 172207.2384 | 0% | 0 | 917674.4575 | 0% | 0 | 261943.9518 | 0% | 0 | 172207.2384 | 0 | 0 | 172207.2384 | 917674.4575 | 0 | 0 | 917674.4575 | 261943.9518 | 0 | 0 | 261943.9518 | 0 | 0 | 0 | -209.7197 | 12775.3564 | 0 | 0 | 0 | 0 | 0 | 0 | 0 | 0 | 0 | 0 | 0 | 0 | 8148 | -5000 | 3148 | 0 | 15923.3564 | 217193.3788 |  |  | 2621.4968 | 8% | 209.7197 | 2411.7771
2036 | 173783.864 | 0% | 0 | 926061.0566 | 0% | 0 | 265008.4864 | 0% | 0 | 173783.864 | 0 | 0 | 173783.864 | 926061.0566 | 0 | 0 | 926061.0566 | 265008.4864 | 0 | 0 | 265008.4864 | 0 | 0 | 0 | -209.8725 | 13497.5668 | 0 | 0 | 0 | 0 | 0 | 0 | 0 | 0 | 0 | 0 | 0 | 0 | 8148 | -5000 | 3148 | 0 | 16645.5668 | 233838.9456 |  |  | 2623.4068 | 8% | 209.8725 | 2413.5343
2037 | 175360.4896 | 0% | 0 | 934447.6557 | 0% | 0 | 268073.0209 | 0% | 0 | 175360.4896 | 0 | 0 | 175360.4896 | 934447.6557 | 0 | 0 | 934447.6557 | 268073.0209 | 0 | 0 | 268073.0209 | 0 | 0 | 0 | -210.0225 | 14217.5243 | 0 | 0 | 0 | 0 | 0 | 0 | 0 | 0 | 0 | 0 | 0 | 0 | 8148 | -5000 | 3148 | 0 | 17365.5243 | 251204.4699 |  |  | 2625.2817 | 8% | 210.0225 | 2415.2592
2038 | 176937.1152 | 0% | 0 | 942834.2549 | 0% | 0 | 271137.5555 | 0% | 0 | 176937.1152 | 0 | 0 | 176937.1152 | 942834.2549 | 0 | 0 | 942834.2549 | 271137.5555 | 0 | 0 | 271137.5555 | 0 | 0 | 0 | -210.1699 | 14933.3207 | 0 | 0 | 0 | 0 | 0 | 0 | 0 | 0 | 0 | 0 | 0 | 0 | 8148 | -5000 | 3148 | 0 | 18081.3207 | 269285.7906 |  |  | 2627.1235 | 8% | 210.1699 | 2416.9536
2039 | 178513.7408 | 0% | 0 | 951220.854 | 0% | 0 | 274202.0901 | 0% | 0 | 178513.7408 | 0 | 0 | 178513.7408 | 951220.854 | 0 | 0 | 951220.854 | 274202.0901 | 0 | 0 | 274202.0901 | 0 | 0 | 0 | -210.3147 | 15643.3925 | 0 | 0 | 0 | 0 | 0 | 0 | 0 | 0 | 0 | 0 | 0 | 0 | 8148 | -5000 | 3148 | 0 | 18791.3925 | 288077.1831 |  |  | 2628.9337 | 8% | 210.3147 | 2418.619
2040 | 180090.3664 | 0% | 0 | 959607.4531 | 0% | 0 | 277266.6246 | 0% | 0 | 180090.3664 | 0 | 0 | 180090.3664 | 959607.4531 | 0 | 0 | 959607.4531 | 277266.6246 | 0 | 0 | 277266.6246 | 0 | 0 | 0 | -210.4571 | 16388.3888 | 0 | 0 | 0 | 0 | 0 | 0 | 0 | 0 | 0 | 0 | 0 | 0 | 8148 | -5000 | 3148 | 0 | 19536.3888 | 307613.5719 |  |  | 2630.714 | 8% | 210.4571 | 2420.2569
2041 | 181666.992 | 0% | 0 | 967994.0523 | 0% | 0 | 280331.1592 | 0% | 0 | 181666.992 | 0 | 0 | 181666.992 | 967994.0523 | 0 | 0 | 967994.0523 | 280331.1592 | 0 | 0 | 280331.1592 | 0 | 0 | 0 | -210.5973 | 17111.2306 | 0 | 0 | 0 | 0 | 0 | 0 | 0 | 0 | 0 | 0 | 0 | 0 | 8148 | -5000 | 3148 | 0 | 20259.2306 | 327872.8025 |  |  | 2632.4659 | 8% | 210.5973 | 2421.8686
2042 | 183243.6176 | 0% | 0 | 976380.6514 | 0% | 0 | 283395.6937 | 0% | 0 | 183243.6176 | 0 | 0 | 183243.6176 | 976380.6514 | 0 | 0 | 976380.6514 | 283395.6937 | 0 | 0 | 283395.6937 | 0 | 0 | 0 | -210.7352 | 17807.0761 | 0 | 0 | 0 | 0 | 0 | 0 | 0 | 0 | 0 | 0 | 0 | 0 | 8148 | -5000 | 3148 | 0 | 20955.0761 | 348827.8785 |  |  | 2634.1905 | 8% | 210.7352 | 2423.4553
2043 | 184820.2432 | 0% | 0 | 984767.2505 | 0% | 0 | 286460.2283 | 0% | 0 | 184820.2432 | 0 | 0 | 184820.2432 | 984767.2505 | 0 | 0 | 984767.2505 | 286460.2283 | 0 | 0 | 286460.2283 | 0 | 0 | 0 | -210.8711 | 18589.1045 | 0 | 0 | 0 | 0 | 0 | 0 | 0 | 0 | 0 | 0 | 0 | 0 | 8148 | -5000 | 3148 | 0 | 21737.1045 | 370564.983 |  |  | 2635.8893 | 8% | 210.8711 | 2425.0181
2044 | 186396.8688 | 0% | 0 | 993153.8496 | 0% | 0 | 289524.7629 | 0% | 0 | 186396.8688 | 0 | 0 | 186396.8688 | 993153.8496 | 0 | 0 | 993153.8496 | 289524.7629 | 0 | 0 | 289524.7629 | 0 | 0 | 0 | -211.0051 | 19474.8934 | 0 | 0 | 0 | 0 | 0 | 0 | 0 | 0 | 0 | 0 | 0 | 0 | 8148 | -5000 | 3148 | 0 | 22622.8934 | 393187.8763 |  |  | 2637.5632 | 8% | 211.0051 | 2426.5581
2045 | 187973.4944 | 0% | 0 | 1001540.4488 | 0% | 0 | 292589.2974 | 0% | 0 | 187973.4944 | 0 | 0 | 187973.4944 | 1001540.4488 | 0 | 0 | 1001540.4488 | 292589.2974 | 0 | 0 | 292589.2974 | 0 | 0 | 0 | -211.1371 | 20489.6066 | 0 | 0 | 0 | 0 | 0 | 0 | 0 | 0 | 0 | 0 | 0 | 0 | 8148 | -5000 | 3148 | 0 | 23637.6066 | 416825.4829 |  |  | 2639.2134 | 8% | 211.1371 | 2428.0763
2046 | 189550.12 | 0% | 0 | 1009927.0479 | 0% | 0 | 295653.832 | 0% | 0 | 189550.12 | 0 | 0 | 189550.12 | 1009927.0479 | 0 | 0 | 1009927.0479 | 295653.832 | 0 | 0 | 295653.832 | 0 | 0 | 0 | -211.2673 | 21572.7453 | 0 | 0 | 0 | 0 | 0 | 0 | 0 | 0 | 0 | 0 | 0 | 0 | 8148 | -5000 | 3148 | 0 | 24720.7453 | 441546.2282 |  |  | 2640.8408 | 8% | 211.2673 | 2429.5735
2047 | 191126.7456 | 0% | 0 | 1018313.647 | 0% | 0 | 298718.3666 | 0% | 0 | 191126.7456 | 0 | 0 | 191126.7456 | 1018313.647 | 0 | 0 | 1018313.647 | 298718.3666 | 0 | 0 | 298718.3666 | 0 | 0 | 0 | -211.3957 | 22732.8492 | 0 | 0 | 0 | 0 | 0 | 0 | 0 | 0 | 0 | 0 | 0 | 0 | 8148 | -5000 | 3148 | 0 | 25880.8492 | 467427.0774 |  |  | 2642.4464 | 8% | 211.3957 | 2431.0507
2048 | 192703.3712 | 0% | 0 | 1026700.2462 | 0% | 0 | 301782.9011 | 0% | 0 | 192703.3712 | 0 | 0 | 192703.3712 | 1026700.2462 | 0 | 0 | 1026700.2462 | 301782.9011 | 0 | 0 | 301782.9011 | 0 | 0 | 0 | -211.5225 | 23979.1854 | 0 | 0 | 0 | 0 | 0 | 0 | 0 | 0 | 0 | 0 | 0 | 0 | 8148 | -5000 | 3148 | 0 | 27127.1854 | 494554.2628 |  |  | 2644.0309 | 8% | 211.5225 | 2432.5085
2049 | 194279.9968 | 0% | 0 | 1035086.8453 | 0% | 0 | 304847.4357 | 0% | 0 | 194279.9968 | 0 | 0 | 194279.9968 | 1035086.8453 | 0 | 0 | 1035086.8453 | 304847.4357 | 0 | 0 | 304847.4357 | 0 | 0 | 0 | -211.6476 | 25321.6752 | 0 | 0 | 0 | 0 | 0 | 0 | 0 | 0 | 0 | 0 | 0 | 0 | 8148 | -5000 | 3148 | 0 | 28469.6752 | 523023.938 |  |  | 2645.5953 | 8% | 211.6476 | 2433.9477
2050 | 195856.6225 | 0% | 0 | 1043473.4444 | 0% | 0 | 307911.9702 | 0% | 0 | 195856.6225 | 0 | 0 | 195856.6225 | 1043473.4444 | 0 | 0 | 1043473.4444 | 307911.9702 | 0 | 0 | 307911.9702 | 0 | 0 | 0 | -211.7712 | 26770.8227 | 0 | 0 | 0 | 0 | 0 | 0 | 0 | 0 | 0 | 0 | 0 | 0 | 8148 | -5000 | 3148 | 0 | 29918.8227 | 552942.7608 |  |  | 2647.1403 | 8% | 211.7712 | 2435.3691
HOME

## WasteDiversion
|  | Actionable Alternative: | Waste Diversion | [6 empty] | NPV through 2050 | Cumulative Carbon Abatement (2010 - 2050) | Contribution toward Neutralilty in |  | Average
|  | Year Implemented: | 2012 | [5 empty] | Avoided Compliance Risk: | 0 | 0 | 2050
|  | Reference Case: | BAU | [5 empty] | Incremental Fuel Savings (Cost): | 0 | Average | 0 |  | 0
|  |  | Return to Summary | [5 empty] | Avoided Capital Cost: | 0 | 0 | 0% |  | 0
|  | Wedge Group: | Waste | [5 empty] | New Capital Cost: | 0 |  |  |  | 0
[9 empty] | Avoided Operating Costs: | 0 |  |  |  | 0
[9 empty] | New Operating Costs: | 0 |  |  |  | 0
[9 empty] | Incremental Cash Flow: | 0
[9 empty] | DPI: | No Capital
IRR:
[9 empty] | Simple Payback: | Check Calc
[9 empty] | Total Incremental Savings (Cost) w/o Compliance Savings: | 0
[9 empty] | Levelized Cost (Savings) per MTCDE Avoided: |  | (Values $99,999 and above indicate net carbon increase)
Levelized Avoided Compliance Cost per MTCDE Avoided:
| Incremental Utility Demand Savings | [8 empty] | Electricity Supply |  |  |  | Steam Supply |  |  |  | Chilled Water Supply |  |  |  | GHG and Compliance Risk Reductions |  |  |  |  | Incremental Fuel Savings (Cost) | [8 empty] | Incremental Non-Fuel OPEX/Capital Savings (Cost) | [6 empty] | Cash Flow
| Reference Electric Load | % Reduction from Reference | Change in Electricity Demand | Reference Steam Load | % Reduction from Reference | Change in Steam Demand | Reference Chilled Water Load | % Reduction from Reference | Change in Chilled Water Demand | Beginning Required P/E | Displaced P/E | New Electricity Source | Ending Required P/E | Beginning Required Steam | Displaced Steam | New Heat Source | Ending Required Steam | Beginning Required Chilled Water | Displaced Chilled Water | New Cooling Source | Ending Required Chilled Water | Scope 1 | Scope 2 | Scope 3 (Commuting) | Scope 3 (Air Travel, other) | Avoided Compliance Risk | Electricity Savings | New Electricity Source Fuel Cost | Steam Savings | New Steam Source Fuel Cost | Chilled Water Savings | New Chilled Water Source Fuel Cost | NG Savings | Campus Fleet Fuel | Incremental Fuel Savings (Cost) | Avoided Capital Cost | New Capital Cost | Incremental Capital | Avoided Operating Costs | New Operating Costs | Incremental OPEX | Other Revenue | Incremental Cash Flow | Cumulative Cash Flow | Notes/Description of Assumptions Please describe all assumptions for modeling here: |  | Emissions from Solid Waste | % Reduction | Emission Reduction | Resulting Emissions
FYE | MWh |  | MWh | MMBtu |  | MMBtu | MMBtu |  | MMBtu | MWh | MWh | MWh | MWh | MMBtu | MMBtu | MMBtu | MMBtu | MMBtu | MMBtu | MMBtu | MMBtu | MTCDE | MTCDE | MTCDE | MTCDE | 2010 $ | 2010 $ | 2010 $ | 2010 $ | 2010 $ | 2010 $ | 2010 $ | 2010 $ | 2010 $ | 2010 $ | 2010 $ | 2010 $ | 2010 $ | 2010 $ | 2010 $ | 2010 $ | 2010 $ | 2010 $ | 2010 $ |  |  | MTCDE | % | MTCDE | MTCDE
2010 | 128552.6351 | 0% | 0 | 685461.0151 | 0% | 0 | 179442.3946 | 0% | 0 | 128552.6351 | 0 | 0 | 128552.6351 | 685461.0151 | 0 | 0 | 685461.0151 | 179442.3946 | 0 | 0 | 179442.3946 | 0 | 0 | 0 | 0 | 0 | 0 | 0 | 0 | 0 | 0 | 0 | 0 | 0 | 0 | 0 | 0 | 0 | 0 | 0 | 0 | 0 | 0 | 0 |  | Start Date | 2540.8951 |  | 0 | 2540.8951
2011 | 130129.2607 | 0% | 0 | 693847.6143 | 0% | 0 | 182506.9291 | 0% | 0 | 130129.2607 | 0 | 0 | 130129.2607 | 693847.6143 | 0 | 0 | 693847.6143 | 182506.9291 | 0 | 0 | 182506.9291 | 0 | 0 | 0 | 0 | 0 | 0 | 0 | 0 | 0 | 0 | 0 | 0 | 0 | 0 | 0 | 0 | 0 | 0 | 0 | 0 | 0 | 0 | 0 |  |  | 2549.04 |  | 0 | 2549.04
2012 | 133825.368 | 0% | 0 | 713508.4454 | 0% | 0 | 188515.5603 | 0% | 0 | 133825.368 | 0 | 0 | 133825.368 | 713508.4454 | 0 | 0 | 713508.4454 | 188515.5603 | 0 | 0 | 188515.5603 | 0 | 0 | 0 | 0 | 0 | 0 | 0 | 0 | 0 | 0 | 0 | 0 | 0 | 0 | 0 | 0 | 0 | 0 | 0 | 0 | 0 | 0 | 0 |  | First year reduction | 2555.2899 | 0% | 0 | 2555.2899
2013 | 135980.034 | 0% | 0 | 724969.8351 | 0% | 0 | 192383.0303 | 0% | 0 | 135980.034 | 0 | 0 | 135980.034 | 724969.8351 | 0 | 0 | 724969.8351 | 192383.0303 | 0 | 0 | 192383.0303 | 0 | 0 | 0 | 0 | 0 | 0 | 0 | 0 | 0 | 0 | 0 | 0 | 0 | 0 | 0 | 0 | 0 | 0 | 0 | 0 | 0 | 0 | 0 |  | Second year reduction (through forecast) | 2560.5587 | 0% | 0 | 2560.5587
2014 | 137556.6596 | 0% | 0 | 733356.4343 | 0% | 0 | 195447.5648 | 0% | 0 | 137556.6596 | 0 | 0 | 137556.6596 | 733356.4343 | 0 | 0 | 733356.4343 | 195447.5648 | 0 | 0 | 195447.5648 | 0 | 0 | 0 | 0 | 0 | 0 | 0 | 0 | 0 | 0 | 0 | 0 | 0 | 0 | 0 | 0 | 0 | 0 | 0 | 0 | 0 | 0 | 0 |  |  | 2565.2007 | 0% | 0 | 2565.2007
2015 | 140674.7264 | 0% | 0 | 749942.4749 | 0% | 0 | 200653.2605 | 0% | 0 | 140674.7264 | 0 | 0 | 140674.7264 | 749942.4749 | 0 | 0 | 749942.4749 | 200653.2605 | 0 | 0 | 200653.2605 | 0 | 0 | 0 | 0 | 0 | 0 | 0 | 0 | 0 | 0 | 0 | 0 | 0 | 0 | 0 | 0 | 0 | 0 | 0 | 0 | 0 | 0 | 0 |  |  | 2569.3974 | 0% | 0 | 2569.3974
2016 | 142251.352 | 0% | 0 | 758329.074 | 0% | 0 | 203717.7951 | 0% | 0 | 142251.352 | 0 | 0 | 142251.352 | 758329.074 | 0 | 0 | 758329.074 | 203717.7951 | 0 | 0 | 203717.7951 | 0 | 0 | 0 | 0 | 0 | 0 | 0 | 0 | 0 | 0 | 0 | 0 | 0 | 0 | 0 | 0 | 0 | 0 | 0 | 0 | 0 | 0 | 0 |  |  | 2573.2566 | 0% | 0 | 2573.2566
2017 | 143827.9776 | 0% | 0 | 766715.6731 | 0% | 0 | 206782.3297 | 0% | 0 | 143827.9776 | 0 | 0 | 143827.9776 | 766715.6731 | 0 | 0 | 766715.6731 | 206782.3297 | 0 | 0 | 206782.3297 | 0 | 0 | 0 | 0 | 0 | 0 | 0 | 0 | 0 | 0 | 0 | 0 | 0 | 0 | 0 | 0 | 0 | 0 | 0 | 0 | 0 | 0 | 0 |  | supplies (replacement of bins and such) | 2576.8487 | 0% | 0 | 2576.8487
2018 | 145404.6032 | 0% | 0 | 775102.2723 | 0% | 0 | 209846.8642 | 0% | 0 | 145404.6032 | 0 | 0 | 145404.6032 | 775102.2723 | 0 | 0 | 775102.2723 | 209846.8642 | 0 | 0 | 209846.8642 | 0 | 0 | 0 | 0 | 0 | 0 | 0 | 0 | 0 | 0 | 0 | 0 | 0 | 0 | 0 | 0 | 0 | 0 | 0 | 0 | 0 | 0 | 0 |  | savings (possibly realized by housekeeping) | 2580.2224 | 0% | 0 | 2580.2224
2019 | 146981.2288 | 0% | 0 | 783488.8714 | 0% | 0 | 212911.3988 | 0% | 0 | 146981.2288 | 0 | 0 | 146981.2288 | 783488.8714 | 0 | 0 | 783488.8714 | 212911.3988 | 0 | 0 | 212911.3988 | 0 | 0 | 0 | 0 | 0 | 0 | 0 | 0 | 0 | 0 | 0 | 0 | 0 | 0 | 0 | 0 | 0 | 0 | 0 | 0 | 0 | 0 | 0 |  |  | 2583.4134 | 0% | 0 | 2583.4134
2020 | 148557.8544 | 0% | 0 | 791875.4705 | 0% | 0 | 215975.9334 | 0% | 0 | 148557.8544 | 0 | 0 | 148557.8544 | 791875.4705 | 0 | 0 | 791875.4705 | 215975.9334 | 0 | 0 | 215975.9334 | 0 | 0 | 0 | 0 | 0 | 0 | 0 | 0 | 0 | 0 | 0 | 0 | 0 | 0 | 0 | 0 | 0 | 0 | 0 | 0 | 0 | 0 | 0 |  | Fuel? | 2586.4484 | 0% | 0 | 2586.4484
2021 | 150134.48 | 0% | 0 | 800262.0697 | 0% | 0 | 219040.4679 | 0% | 0 | 150134.48 | 0 | 0 | 150134.48 | 800262.0697 | 0 | 0 | 800262.0697 | 219040.4679 | 0 | 0 | 219040.4679 | 0 | 0 | 0 | 0 | 0 | 0 | 0 | 0 | 0 | 0 | 0 | 0 | 0 | 0 | 0 | 0 | 0 | 0 | 0 | 0 | 0 | 0 | 0 |  |  | 2589.3483 | 0% | 0 | 2589.3483
2022 | 151711.1056 | 0% | 0 | 808648.6688 | 0% | 0 | 222105.0025 | 0% | 0 | 151711.1056 | 0 | 0 | 151711.1056 | 808648.6688 | 0 | 0 | 808648.6688 | 222105.0025 | 0 | 0 | 222105.0025 | 0 | 0 | 0 | 0 | 0 | 0 | 0 | 0 | 0 | 0 | 0 | 0 | 0 | 0 | 0 | 0 | 0 | 0 | 0 | 0 | 0 | 0 | 0 |  |  | 2592.1298 | 0% | 0 | 2592.1298
2023 | 153287.7312 | 0% | 0 | 817035.2679 | 0% | 0 | 225169.537 | 0% | 0 | 153287.7312 | 0 | 0 | 153287.7312 | 817035.2679 | 0 | 0 | 817035.2679 | 225169.537 | 0 | 0 | 225169.537 | 0 | 0 | 0 | 0 | 0 | 0 | 0 | 0 | 0 | 0 | 0 | 0 | 0 | 0 | 0 | 0 | 0 | 0 | 0 | 0 | 0 | 0 | 0 |  |  | 2594.8061 | 0% | 0 | 2594.8061
2024 | 154864.3568 | 0% | 0 | 825421.8671 | 0% | 0 | 228234.0716 | 0% | 0 | 154864.3568 | 0 | 0 | 154864.3568 | 825421.8671 | 0 | 0 | 825421.8671 | 228234.0716 | 0 | 0 | 228234.0716 | 0 | 0 | 0 | 0 | 0 | 0 | 0 | 0 | 0 | 0 | 0 | 0 | 0 | 0 | 0 | 0 | 0 | 0 | 0 | 0 | 0 | 0 | 0 |  |  | 2597.3885 | 0% | 0 | 2597.3885
2025 | 156440.9824 | 0% | 0 | 833808.4662 | 0% | 0 | 231298.6062 | 0% | 0 | 156440.9824 | 0 | 0 | 156440.9824 | 833808.4662 | 0 | 0 | 833808.4662 | 231298.6062 | 0 | 0 | 231298.6062 | 0 | 0 | 0 | 0 | 0 | 0 | 0 | 0 | 0 | 0 | 0 | 0 | 0 | 0 | 0 | 0 | 0 | 0 | 0 | 0 | 0 | 0 | 0 |  |  | 2599.8861 | 0% | 0 | 2599.8861
2026 | 158017.608 | 0% | 0 | 842195.0653 | 0% | 0 | 234363.1407 | 0% | 0 | 158017.608 | 0 | 0 | 158017.608 | 842195.0653 | 0 | 0 | 842195.0653 | 234363.1407 | 0 | 0 | 234363.1407 | 0 | 0 | 0 | 0 | 0 | 0 | 0 | 0 | 0 | 0 | 0 | 0 | 0 | 0 | 0 | 0 | 0 | 0 | 0 | 0 | 0 | 0 | 0 |  |  | 2602.3068 | 0% | 0 | 2602.3068
2027 | 159594.2336 | 0% | 0 | 850581.6644 | 0% | 0 | 237427.6753 | 0% | 0 | 159594.2336 | 0 | 0 | 159594.2336 | 850581.6644 | 0 | 0 | 850581.6644 | 237427.6753 | 0 | 0 | 237427.6753 | 0 | 0 | 0 | 0 | 0 | 0 | 0 | 0 | 0 | 0 | 0 | 0 | 0 | 0 | 0 | 0 | 0 | 0 | 0 | 0 | 0 | 0 | 0 |  |  | 2604.6573 | 0% | 0 | 2604.6573
2028 | 161170.8592 | 0% | 0 | 858968.2636 | 0% | 0 | 240492.2099 | 0% | 0 | 161170.8592 | 0 | 0 | 161170.8592 | 858968.2636 | 0 | 0 | 858968.2636 | 240492.2099 | 0 | 0 | 240492.2099 | 0 | 0 | 0 | 0 | 0 | 0 | 0 | 0 | 0 | 0 | 0 | 0 | 0 | 0 | 0 | 0 | 0 | 0 | 0 | 0 | 0 | 0 | 0 |  |  | 2606.9433 | 0% | 0 | 2606.9433
2029 | 162747.4848 | 0% | 0 | 867354.8627 | 0% | 0 | 243556.7444 | 0% | 0 | 162747.4848 | 0 | 0 | 162747.4848 | 867354.8627 | 0 | 0 | 867354.8627 | 243556.7444 | 0 | 0 | 243556.7444 | 0 | 0 | 0 | 0 | 0 | 0 | 0 | 0 | 0 | 0 | 0 | 0 | 0 | 0 | 0 | 0 | 0 | 0 | 0 | 0 | 0 | 0 | 0 |  |  | 2609.17 | 0% | 0 | 2609.17
2030 | 164324.1104 | 0% | 0 | 875741.4618 | 0% | 0 | 246621.279 | 0% | 0 | 164324.1104 | 0 | 0 | 164324.1104 | 875741.4618 | 0 | 0 | 875741.4618 | 246621.279 | 0 | 0 | 246621.279 | 0 | 0 | 0 | 0 | 0 | 0 | 0 | 0 | 0 | 0 | 0 | 0 | 0 | 0 | 0 | 0 | 0 | 0 | 0 | 0 | 0 | 0 | 0 |  |  | 2611.3416 | 0% | 0 | 2611.3416
2031 | 165900.736 | 0% | 0 | 884128.061 | 0% | 0 | 249685.8135 | 0% | 0 | 165900.736 | 0 | 0 | 165900.736 | 884128.061 | 0 | 0 | 884128.061 | 249685.8135 | 0 | 0 | 249685.8135 | 0 | 0 | 0 | 0 | 0 | 0 | 0 | 0 | 0 | 0 | 0 | 0 | 0 | 0 | 0 | 0 | 0 | 0 | 0 | 0 | 0 | 0 | 0 |  |  | 2613.4622 | 0% | 0 | 2613.4622
2032 | 167477.3616 | 0% | 0 | 892514.6601 | 0% | 0 | 252750.3481 | 0% | 0 | 167477.3616 | 0 | 0 | 167477.3616 | 892514.6601 | 0 | 0 | 892514.6601 | 252750.3481 | 0 | 0 | 252750.3481 | 0 | 0 | 0 | 0 | 0 | 0 | 0 | 0 | 0 | 0 | 0 | 0 | 0 | 0 | 0 | 0 | 0 | 0 | 0 | 0 | 0 | 0 | 0 |  |  | 2615.535 | 0% | 0 | 2615.535
2033 | 169053.9872 | 0% | 0 | 900901.2592 | 0% | 0 | 255814.8827 | 0% | 0 | 169053.9872 | 0 | 0 | 169053.9872 | 900901.2592 | 0 | 0 | 900901.2592 | 255814.8827 | 0 | 0 | 255814.8827 | 0 | 0 | 0 | 0 | 0 | 0 | 0 | 0 | 0 | 0 | 0 | 0 | 0 | 0 | 0 | 0 | 0 | 0 | 0 | 0 | 0 | 0 | 0 |  |  | 2617.5633 | 0% | 0 | 2617.5633
2034 | 170630.6128 | 0% | 0 | 909287.8584 | 0% | 0 | 258879.4172 | 0% | 0 | 170630.6128 | 0 | 0 | 170630.6128 | 909287.8584 | 0 | 0 | 909287.8584 | 258879.4172 | 0 | 0 | 258879.4172 | 0 | 0 | 0 | 0 | 0 | 0 | 0 | 0 | 0 | 0 | 0 | 0 | 0 | 0 | 0 | 0 | 0 | 0 | 0 | 0 | 0 | 0 | 0 |  |  | 2619.5497 | 0% | 0 | 2619.5497
2035 | 172207.2384 | 0% | 0 | 917674.4575 | 0% | 0 | 261943.9518 | 0% | 0 | 172207.2384 | 0 | 0 | 172207.2384 | 917674.4575 | 0 | 0 | 917674.4575 | 261943.9518 | 0 | 0 | 261943.9518 | 0 | 0 | 0 | 0 | 0 | 0 | 0 | 0 | 0 | 0 | 0 | 0 | 0 | 0 | 0 | 0 | 0 | 0 | 0 | 0 | 0 | 0 | 0 |  |  | 2621.4968 | 0% | 0 | 2621.4968
2036 | 173783.864 | 0% | 0 | 926061.0566 | 0% | 0 | 265008.4864 | 0% | 0 | 173783.864 | 0 | 0 | 173783.864 | 926061.0566 | 0 | 0 | 926061.0566 | 265008.4864 | 0 | 0 | 265008.4864 | 0 | 0 | 0 | 0 | 0 | 0 | 0 | 0 | 0 | 0 | 0 | 0 | 0 | 0 | 0 | 0 | 0 | 0 | 0 | 0 | 0 | 0 | 0 |  |  | 2623.4068 | 0% | 0 | 2623.4068
2037 | 175360.4896 | 0% | 0 | 934447.6557 | 0% | 0 | 268073.0209 | 0% | 0 | 175360.4896 | 0 | 0 | 175360.4896 | 934447.6557 | 0 | 0 | 934447.6557 | 268073.0209 | 0 | 0 | 268073.0209 | 0 | 0 | 0 | 0 | 0 | 0 | 0 | 0 | 0 | 0 | 0 | 0 | 0 | 0 | 0 | 0 | 0 | 0 | 0 | 0 | 0 | 0 | 0 |  |  | 2625.2817 | 0% | 0 | 2625.2817
2038 | 176937.1152 | 0% | 0 | 942834.2549 | 0% | 0 | 271137.5555 | 0% | 0 | 176937.1152 | 0 | 0 | 176937.1152 | 942834.2549 | 0 | 0 | 942834.2549 | 271137.5555 | 0 | 0 | 271137.5555 | 0 | 0 | 0 | 0 | 0 | 0 | 0 | 0 | 0 | 0 | 0 | 0 | 0 | 0 | 0 | 0 | 0 | 0 | 0 | 0 | 0 | 0 | 0 |  |  | 2627.1235 | 0% | 0 | 2627.1235
2039 | 178513.7408 | 0% | 0 | 951220.854 | 0% | 0 | 274202.0901 | 0% | 0 | 178513.7408 | 0 | 0 | 178513.7408 | 951220.854 | 0 | 0 | 951220.854 | 274202.0901 | 0 | 0 | 274202.0901 | 0 | 0 | 0 | 0 | 0 | 0 | 0 | 0 | 0 | 0 | 0 | 0 | 0 | 0 | 0 | 0 | 0 | 0 | 0 | 0 | 0 | 0 | 0 |  |  | 2628.9337 | 0% | 0 | 2628.9337
2040 | 180090.3664 | 0% | 0 | 959607.4531 | 0% | 0 | 277266.6246 | 0% | 0 | 180090.3664 | 0 | 0 | 180090.3664 | 959607.4531 | 0 | 0 | 959607.4531 | 277266.6246 | 0 | 0 | 277266.6246 | 0 | 0 | 0 | 0 | 0 | 0 | 0 | 0 | 0 | 0 | 0 | 0 | 0 | 0 | 0 | 0 | 0 | 0 | 0 | 0 | 0 | 0 | 0 |  |  | 2630.714 | 0% | 0 | 2630.714
2041 | 181666.992 | 0% | 0 | 967994.0523 | 0% | 0 | 280331.1592 | 0% | 0 | 181666.992 | 0 | 0 | 181666.992 | 967994.0523 | 0 | 0 | 967994.0523 | 280331.1592 | 0 | 0 | 280331.1592 | 0 | 0 | 0 | 0 | 0 | 0 | 0 | 0 | 0 | 0 | 0 | 0 | 0 | 0 | 0 | 0 | 0 | 0 | 0 | 0 | 0 | 0 | 0 |  |  | 2632.4659 | 0% | 0 | 2632.4659
2042 | 183243.6176 | 0% | 0 | 976380.6514 | 0% | 0 | 283395.6937 | 0% | 0 | 183243.6176 | 0 | 0 | 183243.6176 | 976380.6514 | 0 | 0 | 976380.6514 | 283395.6937 | 0 | 0 | 283395.6937 | 0 | 0 | 0 | 0 | 0 | 0 | 0 | 0 | 0 | 0 | 0 | 0 | 0 | 0 | 0 | 0 | 0 | 0 | 0 | 0 | 0 | 0 | 0 |  |  | 2634.1905 | 0% | 0 | 2634.1905
2043 | 184820.2432 | 0% | 0 | 984767.2505 | 0% | 0 | 286460.2283 | 0% | 0 | 184820.2432 | 0 | 0 | 184820.2432 | 984767.2505 | 0 | 0 | 984767.2505 | 286460.2283 | 0 | 0 | 286460.2283 | 0 | 0 | 0 | 0 | 0 | 0 | 0 | 0 | 0 | 0 | 0 | 0 | 0 | 0 | 0 | 0 | 0 | 0 | 0 | 0 | 0 | 0 | 0 |  |  | 2635.8893 | 0% | 0 | 2635.8893
2044 | 186396.8688 | 0% | 0 | 993153.8496 | 0% | 0 | 289524.7629 | 0% | 0 | 186396.8688 | 0 | 0 | 186396.8688 | 993153.8496 | 0 | 0 | 993153.8496 | 289524.7629 | 0 | 0 | 289524.7629 | 0 | 0 | 0 | 0 | 0 | 0 | 0 | 0 | 0 | 0 | 0 | 0 | 0 | 0 | 0 | 0 | 0 | 0 | 0 | 0 | 0 | 0 | 0 |  |  | 2637.5632 | 0% | 0 | 2637.5632
2045 | 187973.4944 | 0% | 0 | 1001540.4488 | 0% | 0 | 292589.2974 | 0% | 0 | 187973.4944 | 0 | 0 | 187973.4944 | 1001540.4488 | 0 | 0 | 1001540.4488 | 292589.2974 | 0 | 0 | 292589.2974 | 0 | 0 | 0 | 0 | 0 | 0 | 0 | 0 | 0 | 0 | 0 | 0 | 0 | 0 | 0 | 0 | 0 | 0 | 0 | 0 | 0 | 0 | 0 |  |  | 2639.2134 | 0% | 0 | 2639.2134
2046 | 189550.12 | 0% | 0 | 1009927.0479 | 0% | 0 | 295653.832 | 0% | 0 | 189550.12 | 0 | 0 | 189550.12 | 1009927.0479 | 0 | 0 | 1009927.0479 | 295653.832 | 0 | 0 | 295653.832 | 0 | 0 | 0 | 0 | 0 | 0 | 0 | 0 | 0 | 0 | 0 | 0 | 0 | 0 | 0 | 0 | 0 | 0 | 0 | 0 | 0 | 0 | 0 |  |  | 2640.8408 | 0% | 0 | 2640.8408
2047 | 191126.7456 | 0% | 0 | 1018313.647 | 0% | 0 | 298718.3666 | 0% | 0 | 191126.7456 | 0 | 0 | 191126.7456 | 1018313.647 | 0 | 0 | 1018313.647 | 298718.3666 | 0 | 0 | 298718.3666 | 0 | 0 | 0 | 0 | 0 | 0 | 0 | 0 | 0 | 0 | 0 | 0 | 0 | 0 | 0 | 0 | 0 | 0 | 0 | 0 | 0 | 0 | 0 |  |  | 2642.4464 | 0% | 0 | 2642.4464
2048 | 192703.3712 | 0% | 0 | 1026700.2462 | 0% | 0 | 301782.9011 | 0% | 0 | 192703.3712 | 0 | 0 | 192703.3712 | 1026700.2462 | 0 | 0 | 1026700.2462 | 301782.9011 | 0 | 0 | 301782.9011 | 0 | 0 | 0 | 0 | 0 | 0 | 0 | 0 | 0 | 0 | 0 | 0 | 0 | 0 | 0 | 0 | 0 | 0 | 0 | 0 | 0 | 0 | 0 |  |  | 2644.0309 | 0% | 0 | 2644.0309
2049 | 194279.9968 | 0% | 0 | 1035086.8453 | 0% | 0 | 304847.4357 | 0% | 0 | 194279.9968 | 0 | 0 | 194279.9968 | 1035086.8453 | 0 | 0 | 1035086.8453 | 304847.4357 | 0 | 0 | 304847.4357 | 0 | 0 | 0 | 0 | 0 | 0 | 0 | 0 | 0 | 0 | 0 | 0 | 0 | 0 | 0 | 0 | 0 | 0 | 0 | 0 | 0 | 0 | 0 |  |  | 2645.5953 | 0% | 0 | 2645.5953
2050 | 195856.6225 | 0% | 0 | 1043473.4444 | 0% | 0 | 307911.9702 | 0% | 0 | 195856.6225 | 0 | 0 | 195856.6225 | 1043473.4444 | 0 | 0 | 1043473.4444 | 307911.9702 | 0 | 0 | 307911.9702 | 0 | 0 | 0 | 0 | 0 | 0 | 0 | 0 | 0 | 0 | 0 | 0 | 0 | 0 | 0 | 0 | 0 | 0 | 0 | 0 | 0 | 0 | 0 |  |  | 2647.1403 | 0% | 0 | 2647.1403

## Scope1
| Row offset | 18
| Column offset | 19
| GreenPwr1 | GreenPwr2 | Wind | ShortECM | MidECM | LongECM | SteamLineImp | UnitaryChiller | GeoExchange | SolarDHW | WasteReduction | DishStirling | Parabolic | GreenIT | GreenBuild | SpacePlanning | CHP | CoalToNG | CentralChillerExp | RooftopPV | ReducedAir | ReducedAuto | BehaviorChange | 0 | 0 | 0 | 0 | 0 | 0 | 0 | 0
Scope 1 Abatement | Green Power Purchase Opt 1 (Partial) | Green Power Purchase (MCCo Reserve Fund) | On-site Wind | Short-term Energy Conservation Measures | Mid-term Energy Conservation Measures | Long-term Energy Conservation Measures | Steam Line Improvements | Unitary Chiller Upgrades | Geo Exchange | Solar DHW | Waste Reduction | Dish Stirling | Parabolic Trough | Green IT | Building Design & Construction Standards | Space Planning & Management | Combined Heat & Power | Coal to Natural Gas Conversion @ Steam Plant | Central Chiller Expansion | Rooftop Solar PV | Reduced Air Travel | Reduced Automobile Reliance Strategies | Behavior Change | #REF! | #REF! | #REF! | #REF! | #REF! | #REF! | #REF! | #REF!
2010 | 0 | 0 | 0 | 0 | 0 | 0 | 0 | 0 | 0 | 0 | 0 | 0 | 0 | 0 | 0 | 0 | 0 | 0 | 0 | 0 | 0 | 0 | 0 | #REF! | #REF! | #REF! | #REF! | #REF! | #REF! | #REF! | #REF!
2011 | 0 | 0 | 0 | 0 | 0 | 0 | 0 | 0 | 0 | 0 | 0 | 0 | 0 | 0 | 0 | 0 | 0 | 0 | 0 | 0 | 0 | 0 | 0 | #REF! | #REF! | #REF! | #REF! | #REF! | #REF! | #REF! | #REF!
2012 | 0 | 0 | 0 | 0 | 0 | 0 | 0 | 0 | 0 | 0 | 0 | 0 | 0 | 0 | 0 | 0 | 0 | 0 | 0 | 0 | 0 | 0 | 0 | #REF! | #REF! | #REF! | #REF! | #REF! | #REF! | #REF! | #REF!
2013 | 0 | 0 | 0 | 0 | 0 | 0 | 0 | 0 | 0 | 0 | 0 | 0 | 0 | 0 | 0 | 0 | 0 | 0 | 0 | 0 | 0 | 0 | 0 | #REF! | #REF! | #REF! | #REF! | #REF! | #REF! | #REF! | #REF!
2014 | 0 | 0 | 0 | 0 | 0 | 0 | 0 | 0 | 0 | 0 | 0 | 0 | 0 | 0 | 0 | 0 | 0 | 0 | 0 | 0 | 0 | 0 | 0 | #REF! | #REF! | #REF! | #REF! | #REF! | #REF! | #REF! | #REF!
2015 | 0 | 0 | 0 | 0 | 0 | 0 | 0 | 0 | 0 | 0 | 0 | 0 | 0 | 0 | 0 | 0 | 0 | 0 | 0 | 0 | 0 | 0 | 0 | #REF! | #REF! | #REF! | #REF! | #REF! | #REF! | #REF! | #REF!
2016 | 0 | 0 | 0 | 0 | 0 | 0 | 0 | 0 | 0 | 0 | 0 | 0 | 0 | 0 | 0 | 0 | 0 | 0 | 0 | 0 | 0 | 0 | 0 | #REF! | #REF! | #REF! | #REF! | #REF! | #REF! | #REF! | #REF!
2017 | 0 | 0 | 0 | 0 | 0 | 0 | 0 | 0 | 0 | 0 | 0 | 0 | 0 | 0 | 0 | 0 | 0 | 0 | 0 | 0 | 0 | 0 | 0 | #REF! | #REF! | #REF! | #REF! | #REF! | #REF! | #REF! | #REF!
2018 | 0 | 0 | 0 | 0 | 0 | 0 | 0 | 0 | 0 | 0 | 0 | 0 | 0 | 0 | 0 | 0 | 0 | 0 | 0 | 0 | 0 | 0 | 0 | #REF! | #REF! | #REF! | #REF! | #REF! | #REF! | #REF! | #REF!
2019 | 0 | 0 | 0 | 0 | 0 | 0 | 0 | 0 | 0 | 0 | 0 | 0 | 0 | 0 | 0 | 0 | 0 | 0 | 0 | 0 | 0 | 0 | 0 | #REF! | #REF! | #REF! | #REF! | #REF! | #REF! | #REF! | #REF!
2020 | 0 | 0 | 0 | 0 | 0 | 0 | 0 | 0 | 0 | 0 | 0 | 0 | 0 | 0 | 0 | 0 | 0 | 0 | 0 | 0 | 0 | 0 | 0 | #REF! | #REF! | #REF! | #REF! | #REF! | #REF! | #REF! | #REF!
2021 | 0 | 0 | 0 | 0 | 0 | 0 | 0 | 0 | 0 | 0 | 0 | 0 | 0 | 0 | 0 | 0 | 0 | 0 | 0 | 0 | 0 | 0 | 0 | #REF! | #REF! | #REF! | #REF! | #REF! | #REF! | #REF! | #REF!
2022 | 0 | 0 | 0 | 0 | 0 | 0 | 0 | 0 | 0 | 0 | 0 | 0 | 0 | 0 | 0 | 0 | 0 | 0 | 0 | 0 | 0 | 0 | 0 | #REF! | #REF! | #REF! | #REF! | #REF! | #REF! | #REF! | #REF!
2023 | 0 | 0 | 0 | 0 | 0 | 0 | 0 | 0 | 0 | 0 | 0 | 0 | 0 | 0 | 0 | 0 | 0 | 0 | 0 | 0 | 0 | 0 | 0 | #REF! | #REF! | #REF! | #REF! | #REF! | #REF! | #REF! | #REF!
2024 | 0 | 0 | 0 | 0 | 0 | 0 | 0 | 0 | 0 | 0 | 0 | 0 | 0 | 0 | 0 | 0 | 0 | 0 | 0 | 0 | 0 | 0 | 0 | #REF! | #REF! | #REF! | #REF! | #REF! | #REF! | #REF! | #REF!
2025 | 0 | 0 | 0 | 0 | 0 | 0 | 0 | 0 | 0 | 0 | 0 | 0 | 0 | 0 | 0 | 0 | 0 | 0 | 0 | 0 | 0 | 0 | 0 | #REF! | #REF! | #REF! | #REF! | #REF! | #REF! | #REF! | #REF!
2026 | 0 | 0 | 0 | 0 | 0 | 0 | 0 | 0 | 0 | 0 | 0 | 0 | 0 | 0 | 0 | 0 | 0 | 0 | 0 | 0 | 0 | 0 | 0 | #REF! | #REF! | #REF! | #REF! | #REF! | #REF! | #REF! | #REF!
2027 | 0 | 0 | 0 | 0 | 0 | 0 | 0 | 0 | 0 | 0 | 0 | 0 | 0 | 0 | 0 | 0 | 0 | 0 | 0 | 0 | 0 | 0 | 0 | #REF! | #REF! | #REF! | #REF! | #REF! | #REF! | #REF! | #REF!
2028 | 0 | 0 | 0 | 0 | 0 | 0 | 0 | 0 | 0 | 0 | 0 | 0 | 0 | 0 | 0 | 0 | 0 | 0 | 0 | 0 | 0 | 0 | 0 | #REF! | #REF! | #REF! | #REF! | #REF! | #REF! | #REF! | #REF!
2029 | 0 | 0 | 0 | 0 | 0 | 0 | 0 | 0 | 0 | 0 | 0 | 0 | 0 | 0 | 0 | 0 | 0 | 0 | 0 | 0 | 0 | 0 | 0 | #REF! | #REF! | #REF! | #REF! | #REF! | #REF! | #REF! | #REF!
2030 | 0 | 0 | 0 | 0 | 0 | 0 | 0 | 0 | 0 | 0 | 0 | 0 | 0 | 0 | 0 | 0 | 0 | 0 | 0 | 0 | 0 | 0 | 0 | #REF! | #REF! | #REF! | #REF! | #REF! | #REF! | #REF! | #REF!
2031 | 0 | 0 | 0 | 0 | 0 | 0 | 0 | 0 | 0 | 0 | 0 | 0 | 0 | 0 | 0 | 0 | 0 | 0 | 0 | 0 | 0 | 0 | 0 | #REF! | #REF! | #REF! | #REF! | #REF! | #REF! | #REF! | #REF!
2032 | 0 | 0 | 0 | 0 | 0 | 0 | 0 | 0 | 0 | 0 | 0 | 0 | 0 | 0 | 0 | 0 | 0 | 0 | 0 | 0 | 0 | 0 | 0 | #REF! | #REF! | #REF! | #REF! | #REF! | #REF! | #REF! | #REF!
2033 | 0 | 0 | 0 | 0 | 0 | 0 | 0 | 0 | 0 | 0 | 0 | 0 | 0 | 0 | 0 | 0 | 0 | 0 | 0 | 0 | 0 | 0 | 0 | #REF! | #REF! | #REF! | #REF! | #REF! | #REF! | #REF! | #REF!
2034 | 0 | 0 | 0 | 0 | 0 | 0 | 0 | 0 | 0 | 0 | 0 | 0 | 0 | 0 | 0 | 0 | 0 | 0 | 0 | 0 | 0 | 0 | 0 | #REF! | #REF! | #REF! | #REF! | #REF! | #REF! | #REF! | #REF!
2035 | 0 | 0 | 0 | 0 | 0 | 0 | 0 | 0 | 0 | 0 | 0 | 0 | 0 | 0 | 0 | 0 | 0 | 0 | 0 | 0 | 0 | 0 | 0 | #REF! | #REF! | #REF! | #REF! | #REF! | #REF! | #REF! | #REF!
2036 | 0 | 0 | 0 | 0 | 0 | 0 | 0 | 0 | 0 | 0 | 0 | 0 | 0 | 0 | 0 | 0 | 0 | 0 | 0 | 0 | 0 | 0 | 0 | #REF! | #REF! | #REF! | #REF! | #REF! | #REF! | #REF! | #REF!
2037 | 0 | 0 | 0 | 0 | 0 | 0 | 0 | 0 | 0 | 0 | 0 | 0 | 0 | 0 | 0 | 0 | 0 | 0 | 0 | 0 | 0 | 0 | 0 | #REF! | #REF! | #REF! | #REF! | #REF! | #REF! | #REF! | #REF!
2038 | 0 | 0 | 0 | 0 | 0 | 0 | 0 | 0 | 0 | 0 | 0 | 0 | 0 | 0 | 0 | 0 | 0 | 0 | 0 | 0 | 0 | 0 | 0 | #REF! | #REF! | #REF! | #REF! | #REF! | #REF! | #REF! | #REF!
2039 | 0 | 0 | 0 | 0 | 0 | 0 | 0 | 0 | 0 | 0 | 0 | 0 | 0 | 0 | 0 | 0 | 0 | 0 | 0 | 0 | 0 | 0 | 0 | #REF! | #REF! | #REF! | #REF! | #REF! | #REF! | #REF! | #REF!
2040 | 0 | 0 | 0 | 0 | 0 | 0 | 0 | 0 | 0 | 0 | 0 | 0 | 0 | 0 | 0 | 0 | 0 | 0 | 0 | 0 | 0 | 0 | 0 | #REF! | #REF! | #REF! | #REF! | #REF! | #REF! | #REF! | #REF!
2041 | 0 | 0 | 0 | 0 | 0 | 0 | 0 | 0 | 0 | 0 | 0 | 0 | 0 | 0 | 0 | 0 | 0 | 0 | 0 | 0 | 0 | 0 | 0 | #REF! | #REF! | #REF! | #REF! | #REF! | #REF! | #REF! | #REF!
2042 | 0 | 0 | 0 | 0 | 0 | 0 | 0 | 0 | 0 | 0 | 0 | 0 | 0 | 0 | 0 | 0 | 0 | 0 | 0 | 0 | 0 | 0 | 0 | #REF! | #REF! | #REF! | #REF! | #REF! | #REF! | #REF! | #REF!
2043 | 0 | 0 | 0 | 0 | 0 | 0 | 0 | 0 | 0 | 0 | 0 | 0 | 0 | 0 | 0 | 0 | 0 | 0 | 0 | 0 | 0 | 0 | 0 | #REF! | #REF! | #REF! | #REF! | #REF! | #REF! | #REF! | #REF!
2044 | 0 | 0 | 0 | 0 | 0 | 0 | 0 | 0 | 0 | 0 | 0 | 0 | 0 | 0 | 0 | 0 | 0 | 0 | 0 | 0 | 0 | 0 | 0 | #REF! | #REF! | #REF! | #REF! | #REF! | #REF! | #REF! | #REF!
2045 | 0 | 0 | 0 | 0 | 0 | 0 | 0 | 0 | 0 | 0 | 0 | 0 | 0 | 0 | 0 | 0 | 0 | 0 | 0 | 0 | 0 | 0 | 0 | #REF! | #REF! | #REF! | #REF! | #REF! | #REF! | #REF! | #REF!
2046 | 0 | 0 | 0 | 0 | 0 | 0 | 0 | 0 | 0 | 0 | 0 | 0 | 0 | 0 | 0 | 0 | 0 | 0 | 0 | 0 | 0 | 0 | 0 | #REF! | #REF! | #REF! | #REF! | #REF! | #REF! | #REF! | #REF!
2047 | 0 | 0 | 0 | 0 | 0 | 0 | 0 | 0 | 0 | 0 | 0 | 0 | 0 | 0 | 0 | 0 | 0 | 0 | 0 | 0 | 0 | 0 | 0 | #REF! | #REF! | #REF! | #REF! | #REF! | #REF! | #REF! | #REF!
2048 | 0 | 0 | 0 | 0 | 0 | 0 | 0 | 0 | 0 | 0 | 0 | 0 | 0 | 0 | 0 | 0 | 0 | 0 | 0 | 0 | 0 | 0 | 0 | #REF! | #REF! | #REF! | #REF! | #REF! | #REF! | #REF! | #REF!
2049 | 0 | 0 | 0 | 0 | 0 | 0 | 0 | 0 | 0 | 0 | 0 | 0 | 0 | 0 | 0 | 0 | 0 | 0 | 0 | 0 | 0 | 0 | 0 | #REF! | #REF! | #REF! | #REF! | #REF! | #REF! | #REF! | #REF!
2050 | 0 | 0 | 0 | 0 | 0 | 0 | 0 | 0 | 0 | 0 | 0 | 0 | 0 | 0 | 0 | 0 | 0 | 0 | 0 | 0 | 0 | 0 | 0 | #REF! | #REF! | #REF! | #REF! | #REF! | #REF! | #REF! | #REF!
HOME

## Scope2
| Row offset | 18
| Column offset | 20
| GreenPwr1 | GreenPwr2 | Wind | ShortECM | MidECM | LongECM | SteamLineImp | UnitaryChiller | GeoExchange | SolarDHW | WasteReduction | DishStirling | Parabolic | GreenIT | GreenBuild | SpacePlanning | CHP | CoalToNG | CentralChillerExp | RooftopPV | ReducedAir | ReducedAuto | BehaviorChange | 0 | 0 | 0 | 0 | 0 | 0 | 0 | 0
Scope 2 Abatement | Green Power Purchase Opt 1 (Partial) | Green Power Purchase (MCCo Reserve Fund) | On-site Wind | Short-term Energy Conservation Measures | Mid-term Energy Conservation Measures | Long-term Energy Conservation Measures | Steam Line Improvements | Unitary Chiller Upgrades | Geo Exchange | Solar DHW | Waste Reduction | Dish Stirling | Parabolic Trough | Green IT | Building Design & Construction Standards | Space Planning & Management | Combined Heat & Power | Coal to Natural Gas Conversion @ Steam Plant | Central Chiller Expansion | Rooftop Solar PV | Reduced Air Travel | Reduced Automobile Reliance Strategies | Behavior Change | #REF! | #REF! | #REF! | #REF! | #REF! | #REF! | #REF! | #REF!
2010 | 0 | 0 | 0 | 0 | 0 | 0 | 0 | 0 | 0 | 0 | 0 | 0 | 0 | 0 | 0 | -2011.5287 | 0 | 0 | 0 | 0 | 0 | 0 | 0 | #REF! | #REF! | #REF! | #REF! | #REF! | #REF! | #REF! | #REF!
2011 | -35512.8363 | 0 | -124.437 | -2742.027 | 0 | 0 | 0 | 0 | 0 | 0 | 0 | 0 | 0 | 0 | -789.7226 | -4023.0574 | 0 | 0 | 0 | 0 | 0 | 0 | 0 | #REF! | #REF! | #REF! | #REF! | #REF! | #REF! | #REF! | #REF!
2012 | -35512.8363 | 0 | -124.437 | -5484.0541 | 0 | 0 | -3075.9772 | -914.6118 | 0 | -42.1064 | 0 | 0 | 0 | -1948.4709 | -3573.5486 | -6034.586 | 0 | 0 | -2167.9819 | 0 | 0 | 0 | -443.0304 | #REF! | #REF! | #REF! | #REF! | #REF! | #REF! | #REF! | #REF!
2013 | -35512.8363 | 0 | -124.437 | -8226.0811 | 0 | 0 | -3125.388 | -1950.5496 | -680.8086 | -42.1064 | 0 | 0 | 0 | -3896.9419 | -4637.7326 | -8046.1147 | 0 | 0 | -2218.6346 | 0 | 0 | 0 | -877.2597 | #REF! | #REF! | #REF! | #REF! | #REF! | #REF! | #REF! | #REF!
2014 | -35512.8363 | -2177.6471 | -124.437 | -10968.1082 | 0 | 0 | -3161.5431 | -2370.5244 | -680.8086 | -42.1064 | 0 | 0 | 0 | -5845.4128 | -5052.878 | -10057.6434 | 0 | 0 | -4005.0411 | 0 | 0 | 0 | -1300.8517 | #REF! | #REF! | #REF! | #REF! | #REF! | #REF! | #REF! | #REF!
2015 | -35512.8363 | -2177.6471 | -124.437 | -13710.1352 | 0 | 0 | -3233.0465 | -2370.5244 | -1361.6171 | -42.1064 | 0 | 0 | 0 | -5845.4128 | -7226.3576 | -12069.1721 | 0 | -18056.3657 | -4055.6937 | -497.5264 | 0 | 0 | -1720.4743 | #REF! | #REF! | #REF! | #REF! | #REF! | #REF! | #REF! | #REF!
2016 | -35512.8363 | -2177.6471 | -124.437 | -13710.1352 | -1651.6937 | 0 | -3269.2016 | -2370.5244 | -1361.6171 | -42.1064 | 0 | 0 | 0 | -5845.4128 | -7651.4768 | -14080.7008 | -69175.4007 | -18258.2899 | -4712.5079 | -497.5264 | 0 | 0 | -2130.222 | #REF! | #REF! | #REF! | #REF! | #REF! | #REF! | #REF! | #REF!
2017 | -35512.8363 | -4355.2942 | -124.437 | -13710.1352 | -3303.3874 | 0 | -3305.3568 | -2370.5244 | -1361.6171 | -42.1064 | 0 | 0 | 0 | -5845.4128 | -8077.7906 | -16092.2294 | -69175.4007 | -18460.214 | -4763.1606 | -497.5264 | 0 | 0 | -2531.7906 | #REF! | #REF! | #REF! | #REF! | #REF! | #REF! | #REF! | #REF!
2018 | -35512.8363 | -4355.2942 | -124.437 | -13710.1352 | -4955.0811 | 0 | -3341.5119 | -2370.5244 | -1361.6171 | -42.1064 | 0 | 0 | 0 | -5845.4128 | -8505.2602 | -18103.7581 | -69175.4007 | -18662.1382 | -4813.8133 | -497.5264 | 0 | 0 | -2841.5898 | #REF! | #REF! | #REF! | #REF! | #REF! | #REF! | #REF! | #REF!
2019 | -35512.8363 | -6532.9414 | -124.437 | -13710.1352 | -6606.7748 | 0 | -3377.667 | -2370.5244 | -1361.6171 | -42.1064 | 0 | 0 | 0 | -5845.4128 | -8933.8486 | -20115.2868 | -69175.4007 | -18864.0624 | -4864.4659 | -497.5264 | 0 | 0 | -3144.8177 | #REF! | #REF! | #REF! | #REF! | #REF! | #REF! | #REF! | #REF!
2020 | -35512.8363 | -6532.9414 | -124.437 | -13710.1352 | -8258.4684 | 0 | -3413.8221 | -2370.5244 | -1361.6171 | -42.1064 | 0 | -541.5672 | -614.8387 | -5845.4128 | -9363.5202 | -22126.8155 | -69175.4007 | -19065.9865 | -4915.1186 | -497.5264 | 0 | 0 | -3441.4642 | #REF! | #REF! | #REF! | #REF! | #REF! | #REF! | #REF! | #REF!
2021 | -35512.8363 | -8710.5885 | -124.437 | -13710.1352 | -9910.1621 | 0 | -3449.9773 | -2370.5244 | -1361.6171 | -42.1064 | 0 | -536.1515 | -614.8387 | -5845.4128 | -9794.2409 | -24138.3442 | -69175.4007 | -19267.9107 | -4965.7713 | -497.5264 | 0 | 0 | -3731.5195 | #REF! | #REF! | #REF! | #REF! | #REF! | #REF! | #REF! | #REF!
2022 | -35512.8363 | -8710.5885 | -124.437 | -13710.1352 | -11561.8558 | 0 | -3486.1324 | -2370.5244 | -1361.6171 | -42.1064 | 0 | -530.7898 | -614.8387 | -5845.4128 | -10225.9781 | -26149.8728 | -69175.4007 | -19469.8348 | -5016.4239 | -497.5264 | 0 | 0 | -4014.9741 | #REF! | #REF! | #REF! | #REF! | #REF! | #REF! | #REF! | #REF!
2023 | -35512.8363 | -8710.5885 | -124.437 | -13710.1352 | -13213.5495 | 0 | -3522.2875 | -2370.5244 | -1361.6171 | -42.1064 | 0 | -525.482 | -614.8387 | -5845.4128 | -10658.7005 | -28161.4015 | -69175.4007 | -19671.759 | -5067.0766 | -497.5264 | 0 | 0 | -3973.9066 | #REF! | #REF! | #REF! | #REF! | #REF! | #REF! | #REF! | #REF!
2024 | -35512.8363 | -8710.5885 | -124.437 | -13710.1352 | -13213.5495 | -1008.2242 | -3558.4426 | -2370.5244 | -1361.6171 | -42.1064 | 0 | -520.2268 | -614.8387 | -5845.4128 | -11092.378 | -30172.9302 | -69175.4007 | -19873.6831 | -5117.7293 | -497.5264 | 0 | 0 | -3960.2753 | #REF! | #REF! | #REF! | #REF! | #REF! | #REF! | #REF! | #REF!
2025 | -35512.8363 | -8710.5885 | -124.437 | -13710.1352 | -13213.5495 | -2016.4483 | -3594.5978 | -2370.5244 | -1361.6171 | -42.1064 | 0 | -515.0249 | -614.8387 | -5845.4128 | -11526.9819 | -32184.4589 | -69175.4007 | -20075.6073 | -5168.3819 | -497.5264 | 0 | 0 | -3946.6043 | #REF! | #REF! | #REF! | #REF! | #REF! | #REF! | #REF! | #REF!
2026 | -35512.8363 | -8710.5885 | -124.437 | -13710.1352 | -13213.5495 | -3024.6725 | -3630.7529 | -2370.5244 | -1361.6171 | -42.1064 | 0 | -509.8748 | -614.8387 | -5845.4128 | -11962.4845 | -34195.9876 | -69175.4007 | -20277.5314 | -5219.0346 | -497.5264 | 0 | 0 | -3932.8949 | #REF! | #REF! | #REF! | #REF! | #REF! | #REF! | #REF! | #REF!
2027 | -35512.8363 | -8710.5885 | -124.437 | -13710.1352 | -13213.5495 | -4032.8966 | -3666.908 | -2370.5244 | -1361.6171 | -42.1064 | 0 | -504.7759 | -614.8387 | -5845.4128 | -12398.8591 | -36207.5162 | -69175.4007 | -20479.4556 | -5269.6873 | -497.5264 | 0 | 0 | -3919.1481 | #REF! | #REF! | #REF! | #REF! | #REF! | #REF! | #REF! | #REF!
2028 | -35512.8363 | -8710.5885 | -124.437 | -13710.1352 | -13213.5495 | -5041.1208 | -3703.0631 | -2370.5244 | -1361.6171 | -42.1064 | 0 | -499.7281 | -614.8387 | -5845.4128 | -12836.0803 | -38219.0449 | -69175.4007 | -20681.3798 | -5320.3399 | -497.5264 | 0 | 0 | -3905.365 | #REF! | #REF! | #REF! | #REF! | #REF! | #REF! | #REF! | #REF!
2029 | -35512.8363 | -8710.5885 | -124.437 | -13710.1352 | -13213.5495 | -6049.345 | -3739.2183 | -2370.5244 | -1361.6171 | -42.1064 | 0 | -494.7307 | -614.8387 | -5845.4128 | -13274.1234 | -40230.5736 | -69175.4007 | -20883.3039 | -5370.9926 | -497.5264 | 0 | 0 | -3891.5468 | #REF! | #REF! | #REF! | #REF! | #REF! | #REF! | #REF! | #REF!
2030 | -35512.8363 | -8710.5885 | -124.437 | -13710.1352 | -13213.5495 | -7057.5691 | -3775.3734 | -2370.5244 | -1361.6171 | -42.1064 | 0 | -489.7838 | -614.8387 | -5845.4128 | -13712.965 | -42242.1023 | -69175.4007 | -21085.2281 | -5421.6453 | -497.5264 | 0 | 0 | -3877.6943 | #REF! | #REF! | #REF! | #REF! | #REF! | #REF! | #REF! | #REF!
2031 | -35512.8363 | -8710.5885 | -124.437 | -13710.1352 | -13213.5495 | -8065.7933 | -3811.5285 | -2370.5244 | -1361.6171 | -42.1064 | 0 | -484.8859 | -614.8387 | -5845.4128 | -14152.5821 | -44253.6309 | -69175.4007 | -21287.1522 | -5421.6453 | -497.5264 | 0 | 0 | -3863.8086 | #REF! | #REF! | #REF! | #REF! | #REF! | #REF! | #REF! | #REF!
2032 | -35512.8363 | -8710.5885 | -124.437 | -13710.1352 | -13213.5495 | -9074.0174 | -3847.6837 | -2370.5244 | -1361.6171 | -42.1064 | 0 | -480.037 | -614.8387 | -5845.4128 | -14592.9531 | -46265.1596 | -69175.4007 | -21489.0764 | -5421.6453 | -497.5264 | 0 | 0 | -3849.8906 | #REF! | #REF! | #REF! | #REF! | #REF! | #REF! | #REF! | #REF!
2033 | -35512.8363 | -8710.5885 | -124.437 | -13710.1352 | -13213.5495 | -10082.2416 | -3883.8388 | -2370.5244 | -1361.6171 | -42.1064 | 0 | -475.2363 | -614.8387 | -5845.4128 | -15034.0568 | -48276.6883 | -69175.4007 | -21691.0005 | -5421.6453 | -497.5264 | 0 | 0 | -3835.9412 | #REF! | #REF! | #REF! | #REF! | #REF! | #REF! | #REF! | #REF!
2034 | -35512.8363 | -8710.5885 | -124.437 | -13710.1352 | -13213.5495 | -10082.2416 | -3919.9939 | -2370.5244 | -1361.6171 | -42.1064 | 0 | -470.484 | -614.8387 | -5845.4128 | -15475.8729 | -50288.217 | -69175.4007 | -21892.9247 | -5421.6453 | -497.5264 | 0 | 0 | -3831.422 | #REF! | #REF! | #REF! | #REF! | #REF! | #REF! | #REF! | #REF!
2035 | -35512.8363 | -8710.5885 | -124.437 | -13710.1352 | -13213.5495 | -10082.2416 | -3956.149 | -2370.5244 | -1361.6171 | -42.1064 | 0 | -465.7793 | -614.8387 | -5845.4128 | -15918.382 | -52299.7457 | -69175.4007 | -22094.8488 | -5421.6453 | -497.5264 | 0 | 0 | -3826.873 | #REF! | #REF! | #REF! | #REF! | #REF! | #REF! | #REF! | #REF!
2036 | -35512.8363 | -8710.5885 | -124.437 | -13710.1352 | -13213.5495 | -10082.2416 | -3992.3042 | -2370.5244 | -1361.6171 | -42.1064 | 0 | -461.1214 | -614.8387 | -5845.4128 | -16361.5651 | -54311.2743 | -69175.4007 | -22296.773 | -5421.6453 | -497.5264 | 0 | 0 | -3822.2952 | #REF! | #REF! | #REF! | #REF! | #REF! | #REF! | #REF! | #REF!
2037 | -35512.8363 | -8710.5885 | -124.437 | -13710.1352 | -13213.5495 | -10082.2416 | -4028.4593 | -2370.5244 | -1361.6171 | -42.1064 | 0 | -456.5104 | -614.8387 | -5845.4128 | -16805.4042 | -56322.803 | -69175.4007 | -22498.6972 | -5421.6453 | -497.5264 | 0 | 0 | -3817.6893 | #REF! | #REF! | #REF! | #REF! | #REF! | #REF! | #REF! | #REF!
2038 | -35512.8363 | -8710.5885 | -124.437 | -13710.1352 | -13213.5495 | -10082.2416 | -4064.6144 | -2370.5244 | -1361.6171 | -42.1064 | 0 | -451.9449 | -614.8387 | -5845.4128 | -17249.8818 | -58334.3317 | -69175.4007 | -22700.6213 | -5421.6453 | -497.5264 | 0 | 0 | -3813.056 | #REF! | #REF! | #REF! | #REF! | #REF! | #REF! | #REF! | #REF!
2039 | -35512.8363 | -8710.5885 | -124.437 | -13710.1352 | -13213.5495 | -10082.2416 | -4100.7695 | -2370.5244 | -1361.6171 | -42.1064 | 0 | -447.4255 | -614.8387 | -5845.4128 | -17694.9809 | -60345.8604 | -69175.4007 | -22902.5455 | -5421.6453 | -497.5264 | 0 | 0 | -3808.3961 | #REF! | #REF! | #REF! | #REF! | #REF! | #REF! | #REF! | #REF!
2040 | -35512.8363 | -8710.5885 | -124.437 | -13710.1352 | -13213.5495 | -10082.2416 | -4136.9247 | -2370.5244 | -1361.6171 | -42.1064 | 0 | -442.9516 | -614.8387 | -5845.4128 | -18140.6853 | -62357.3891 | -69175.4007 | -23104.4696 | -5421.6453 | -497.5264 | 0 | 0 | -3803.7102 | #REF! | #REF! | #REF! | #REF! | #REF! | #REF! | #REF! | #REF!
2041 | -35512.8363 | -8710.5885 | -124.437 | -13710.1352 | -13213.5495 | -10082.2416 | -4173.0798 | -2370.5244 | -1361.6171 | -42.1064 | 0 | -438.5217 | -614.8387 | -5845.4128 | -18586.9792 | -64368.9177 | -69175.4007 | -23306.3938 | -5421.6453 | -497.5264 | 0 | 0 | -3798.9992 | #REF! | #REF! | #REF! | #REF! | #REF! | #REF! | #REF! | #REF!
2042 | -35512.8363 | -8710.5885 | -124.437 | -13710.1352 | -13213.5495 | -10082.2416 | -4209.2349 | -2370.5244 | -1361.6171 | -42.1064 | 0 | -434.1366 | -614.8387 | -5845.4128 | -19033.8474 | -66380.4464 | -69175.4007 | -23508.3179 | -5421.6453 | -497.5264 | 0 | 0 | -3794.2635 | #REF! | #REF! | #REF! | #REF! | #REF! | #REF! | #REF! | #REF!
2043 | -35512.8363 | -8710.5885 | -124.437 | -13710.1352 | -13213.5495 | -10082.2416 | -4245.39 | -2370.5244 | -1361.6171 | -42.1064 | 0 | -429.7955 | -614.8387 | -5845.4128 | -19481.2753 | -68391.9751 | -69175.4007 | -23710.2421 | -5421.6453 | -497.5264 | 0 | 0 | -3789.5038 | #REF! | #REF! | #REF! | #REF! | #REF! | #REF! | #REF! | #REF!
2044 | -35512.8363 | -8710.5885 | -124.437 | -13710.1352 | -13213.5495 | -10082.2416 | -4281.5452 | -2370.5244 | -1361.6171 | -42.1064 | 0 | -425.497 | -614.8387 | -5845.4128 | -19929.2487 | -70403.5038 | -69175.4007 | -23912.1662 | -5421.6453 | -497.5264 | 0 | 0 | -3784.7208 | #REF! | #REF! | #REF! | #REF! | #REF! | #REF! | #REF! | #REF!
2045 | -35512.8363 | -8710.5885 | -124.437 | -13710.1352 | -13213.5495 | -10082.2416 | -4317.7003 | -2370.5244 | -1361.6171 | -42.1064 | 0 | -421.2426 | -614.8387 | -5845.4128 | -20377.7539 | -72415.0325 | -69175.4007 | -24114.0904 | -5421.6453 | -497.5264 | 0 | 0 | -3779.915 | #REF! | #REF! | #REF! | #REF! | #REF! | #REF! | #REF! | #REF!
2046 | -35512.8363 | -8710.5885 | -124.437 | -13710.1352 | -13213.5495 | -10082.2416 | -4353.8554 | -2370.5244 | -1361.6171 | -42.1064 | 0 | -417.0301 | -614.8387 | -5845.4128 | -20826.7776 | -74426.5611 | -69175.4007 | -24316.0146 | -5421.6453 | -497.5264 | 0 | 0 | -3775.087 | #REF! | #REF! | #REF! | #REF! | #REF! | #REF! | #REF! | #REF!
2047 | -35512.8363 | -8710.5885 | -124.437 | -13710.1352 | -13213.5495 | -10082.2416 | -4390.0106 | -2370.5244 | -1361.6171 | -42.1064 | 0 | -412.8594 | -614.8387 | -5845.4128 | -21276.307 | -76438.0898 | -69175.4007 | -24517.9387 | -5421.6453 | -497.5264 | 0 | 0 | -3770.2373 | #REF! | #REF! | #REF! | #REF! | #REF! | #REF! | #REF! | #REF!
2048 | -35512.8363 | -8710.5885 | -124.437 | -13710.1352 | -13213.5495 | -10082.2416 | -4426.1657 | -2370.5244 | -1361.6171 | -42.1064 | 0 | -408.7314 | -614.8387 | -5845.4128 | -21726.3297 | -78449.6185 | -69175.4007 | -24719.8629 | -5421.6453 | -497.5264 | 0 | 0 | -3765.3665 | #REF! | #REF! | #REF! | #REF! | #REF! | #REF! | #REF! | #REF!
2049 | -35512.8363 | -8710.5885 | -124.437 | -13710.1352 | -13213.5495 | -10082.2416 | -4462.3208 | -2370.5244 | -1361.6171 | -42.1064 | 0 | -404.6439 | -614.8387 | -5845.4128 | -22176.8338 | -80461.1472 | -69175.4007 | -24921.787 | -5421.6453 | -497.5264 | 0 | 0 | -3760.475 | #REF! | #REF! | #REF! | #REF! | #REF! | #REF! | #REF! | #REF!
2050 | -35512.8363 | -8710.5885 | -124.437 | -13710.1352 | -13213.5495 | -10082.2416 | -4498.4759 | -2370.5244 | -1361.6171 | -42.1064 | 0 | -404.6439 | -614.8387 | -5845.4128 | -22627.8077 | -82472.6759 | -69175.4007 | -25123.7112 | -5421.6453 | -497.5264 | 0 | 0 | -3755.5635 | #REF! | #REF! | #REF! | #REF! | #REF! | #REF! | #REF! | #REF!
HOME

## Scope3Commute
| Row offset | 18
| Column offset | 21
| GreenPwr1 | GreenPwr2 | Wind | ShortECM | MidECM | LongECM | SteamLineImp | UnitaryChiller | GeoExchange | SolarDHW | WasteReduction | DishStirling | Parabolic | GreenIT | GreenBuild | SpacePlanning | CHP | CoalToNG | CentralChillerExp | RooftopPV | ReducedAir | ReducedAuto | BehaviorChange | 0 | 0 | 0 | 0 | 0 | 0 | 0 | 0
Scope 3 Commute Abatement | Green Power Purchase Opt 1 (Partial) | Green Power Purchase (MCCo Reserve Fund) | On-site Wind | Short-term Energy Conservation Measures | Mid-term Energy Conservation Measures | Long-term Energy Conservation Measures | Steam Line Improvements | Unitary Chiller Upgrades | Geo Exchange | Solar DHW | Waste Reduction | Dish Stirling | Parabolic Trough | Green IT | Building Design & Construction Standards | Space Planning & Management | Combined Heat & Power | Coal to Natural Gas Conversion @ Steam Plant | Central Chiller Expansion | Rooftop Solar PV | Reduced Air Travel | Reduced Automobile Reliance Strategies | Behavior Change | #REF! | #REF! | #REF! | #REF! | #REF! | #REF! | #REF! | #REF!
2010 | 0 | 0 | 0 | 0 | 0 | 0 | 0 | 0 | 0 | 0 | 0 | 0 | 0 | 0 | 0 | 0 | 0 | 0 | 0 | 0 | 0 | 0 | 0 | #REF! | #REF! | #REF! | #REF! | #REF! | #REF! | #REF! | #REF!
2011 | 0 | 0 | 0 | 0 | 0 | 0 | 0 | 0 | 0 | 0 | 0 | 0 | 0 | 0 | 0 | 0 | 0 | 0 | 0 | 0 | 0 | 0 | 0 | #REF! | #REF! | #REF! | #REF! | #REF! | #REF! | #REF! | #REF!
2012 | 0 | 0 | 0 | 0 | 0 | 0 | 0 | 0 | 0 | 0 | 0 | 0 | 0 | 0 | 0 | 0 | 0 | 0 | 0 | 0 | 0 | -162.8164 | 0 | #REF! | #REF! | #REF! | #REF! | #REF! | #REF! | #REF! | #REF!
2013 | 0 | 0 | 0 | 0 | 0 | 0 | 0 | 0 | 0 | 0 | 0 | 0 | 0 | 0 | 0 | 0 | 0 | 0 | 0 | 0 | 0 | -326.1924 | 0 | #REF! | #REF! | #REF! | #REF! | #REF! | #REF! | #REF! | #REF!
2014 | 0 | 0 | 0 | 0 | 0 | 0 | 0 | 0 | 0 | 0 | 0 | 0 | 0 | 0 | 0 | 0 | 0 | 0 | 0 | 0 | 0 | -489.9976 | 0 | #REF! | #REF! | #REF! | #REF! | #REF! | #REF! | #REF! | #REF!
2015 | 0 | 0 | 0 | 0 | 0 | 0 | 0 | 0 | 0 | 0 | 0 | 0 | 0 | 0 | 0 | 0 | 0 | 0 | 0 | 0 | 0 | -654.1643 | 0 | #REF! | #REF! | #REF! | #REF! | #REF! | #REF! | #REF! | #REF!
2016 | 0 | 0 | 0 | 0 | 0 | 0 | 0 | 0 | 0 | 0 | 0 | 0 | 0 | 0 | 0 | 0 | 0 | 0 | 0 | 0 | 0 | -818.6495 | 0 | #REF! | #REF! | #REF! | #REF! | #REF! | #REF! | #REF! | #REF!
2017 | 0 | 0 | 0 | 0 | 0 | 0 | 0 | 0 | 0 | 0 | 0 | 0 | 0 | 0 | 0 | 0 | 0 | 0 | 0 | 0 | 0 | -983.4224 | 0 | #REF! | #REF! | #REF! | #REF! | #REF! | #REF! | #REF! | #REF!
2018 | 0 | 0 | 0 | 0 | 0 | 0 | 0 | 0 | 0 | 0 | 0 | 0 | 0 | 0 | 0 | 0 | 0 | 0 | 0 | 0 | 0 | -1148.46 | 0 | #REF! | #REF! | #REF! | #REF! | #REF! | #REF! | #REF! | #REF!
2019 | 0 | 0 | 0 | 0 | 0 | 0 | 0 | 0 | 0 | 0 | 0 | 0 | 0 | 0 | 0 | 0 | 0 | 0 | 0 | 0 | 0 | -1313.7437 | 0 | #REF! | #REF! | #REF! | #REF! | #REF! | #REF! | #REF! | #REF!
2020 | 0 | 0 | 0 | 0 | 0 | 0 | 0 | 0 | 0 | 0 | 0 | 0 | 0 | 0 | 0 | 0 | 0 | 0 | 0 | 0 | 0 | -1479.2585 | 0 | #REF! | #REF! | #REF! | #REF! | #REF! | #REF! | #REF! | #REF!
2021 | 0 | 0 | 0 | 0 | 0 | 0 | 0 | 0 | 0 | 0 | 0 | 0 | 0 | 0 | 0 | 0 | 0 | 0 | 0 | 0 | 0 | -1644.992 | 0 | #REF! | #REF! | #REF! | #REF! | #REF! | #REF! | #REF! | #REF!
2022 | 0 | 0 | 0 | 0 | 0 | 0 | 0 | 0 | 0 | 0 | 0 | 0 | 0 | 0 | 0 | 0 | 0 | 0 | 0 | 0 | 0 | -1644.992 | 0 | #REF! | #REF! | #REF! | #REF! | #REF! | #REF! | #REF! | #REF!
2023 | 0 | 0 | 0 | 0 | 0 | 0 | 0 | 0 | 0 | 0 | 0 | 0 | 0 | 0 | 0 | 0 | 0 | 0 | 0 | 0 | 0 | -1644.992 | 0 | #REF! | #REF! | #REF! | #REF! | #REF! | #REF! | #REF! | #REF!
2024 | 0 | 0 | 0 | 0 | 0 | 0 | 0 | 0 | 0 | 0 | 0 | 0 | 0 | 0 | 0 | 0 | 0 | 0 | 0 | 0 | 0 | -1644.992 | 0 | #REF! | #REF! | #REF! | #REF! | #REF! | #REF! | #REF! | #REF!
2025 | 0 | 0 | 0 | 0 | 0 | 0 | 0 | 0 | 0 | 0 | 0 | 0 | 0 | 0 | 0 | 0 | 0 | 0 | 0 | 0 | 0 | -1644.992 | 0 | #REF! | #REF! | #REF! | #REF! | #REF! | #REF! | #REF! | #REF!
2026 | 0 | 0 | 0 | 0 | 0 | 0 | 0 | 0 | 0 | 0 | 0 | 0 | 0 | 0 | 0 | 0 | 0 | 0 | 0 | 0 | 0 | -1644.992 | 0 | #REF! | #REF! | #REF! | #REF! | #REF! | #REF! | #REF! | #REF!
2027 | 0 | 0 | 0 | 0 | 0 | 0 | 0 | 0 | 0 | 0 | 0 | 0 | 0 | 0 | 0 | 0 | 0 | 0 | 0 | 0 | 0 | -1644.992 | 0 | #REF! | #REF! | #REF! | #REF! | #REF! | #REF! | #REF! | #REF!
2028 | 0 | 0 | 0 | 0 | 0 | 0 | 0 | 0 | 0 | 0 | 0 | 0 | 0 | 0 | 0 | 0 | 0 | 0 | 0 | 0 | 0 | -1644.992 | 0 | #REF! | #REF! | #REF! | #REF! | #REF! | #REF! | #REF! | #REF!
2029 | 0 | 0 | 0 | 0 | 0 | 0 | 0 | 0 | 0 | 0 | 0 | 0 | 0 | 0 | 0 | 0 | 0 | 0 | 0 | 0 | 0 | -1644.992 | 0 | #REF! | #REF! | #REF! | #REF! | #REF! | #REF! | #REF! | #REF!
2030 | 0 | 0 | 0 | 0 | 0 | 0 | 0 | 0 | 0 | 0 | 0 | 0 | 0 | 0 | 0 | 0 | 0 | 0 | 0 | 0 | 0 | -1644.992 | 0 | #REF! | #REF! | #REF! | #REF! | #REF! | #REF! | #REF! | #REF!
2031 | 0 | 0 | 0 | 0 | 0 | 0 | 0 | 0 | 0 | 0 | 0 | 0 | 0 | 0 | 0 | 0 | 0 | 0 | 0 | 0 | 0 | -1644.992 | 0 | #REF! | #REF! | #REF! | #REF! | #REF! | #REF! | #REF! | #REF!
2032 | 0 | 0 | 0 | 0 | 0 | 0 | 0 | 0 | 0 | 0 | 0 | 0 | 0 | 0 | 0 | 0 | 0 | 0 | 0 | 0 | 0 | -1644.992 | 0 | #REF! | #REF! | #REF! | #REF! | #REF! | #REF! | #REF! | #REF!
2033 | 0 | 0 | 0 | 0 | 0 | 0 | 0 | 0 | 0 | 0 | 0 | 0 | 0 | 0 | 0 | 0 | 0 | 0 | 0 | 0 | 0 | -1644.992 | 0 | #REF! | #REF! | #REF! | #REF! | #REF! | #REF! | #REF! | #REF!
2034 | 0 | 0 | 0 | 0 | 0 | 0 | 0 | 0 | 0 | 0 | 0 | 0 | 0 | 0 | 0 | 0 | 0 | 0 | 0 | 0 | 0 | -1644.992 | 0 | #REF! | #REF! | #REF! | #REF! | #REF! | #REF! | #REF! | #REF!
2035 | 0 | 0 | 0 | 0 | 0 | 0 | 0 | 0 | 0 | 0 | 0 | 0 | 0 | 0 | 0 | 0 | 0 | 0 | 0 | 0 | 0 | -1644.992 | 0 | #REF! | #REF! | #REF! | #REF! | #REF! | #REF! | #REF! | #REF!
2036 | 0 | 0 | 0 | 0 | 0 | 0 | 0 | 0 | 0 | 0 | 0 | 0 | 0 | 0 | 0 | 0 | 0 | 0 | 0 | 0 | 0 | -1644.992 | 0 | #REF! | #REF! | #REF! | #REF! | #REF! | #REF! | #REF! | #REF!
2037 | 0 | 0 | 0 | 0 | 0 | 0 | 0 | 0 | 0 | 0 | 0 | 0 | 0 | 0 | 0 | 0 | 0 | 0 | 0 | 0 | 0 | -1644.992 | 0 | #REF! | #REF! | #REF! | #REF! | #REF! | #REF! | #REF! | #REF!
2038 | 0 | 0 | 0 | 0 | 0 | 0 | 0 | 0 | 0 | 0 | 0 | 0 | 0 | 0 | 0 | 0 | 0 | 0 | 0 | 0 | 0 | -1644.992 | 0 | #REF! | #REF! | #REF! | #REF! | #REF! | #REF! | #REF! | #REF!
2039 | 0 | 0 | 0 | 0 | 0 | 0 | 0 | 0 | 0 | 0 | 0 | 0 | 0 | 0 | 0 | 0 | 0 | 0 | 0 | 0 | 0 | -1644.992 | 0 | #REF! | #REF! | #REF! | #REF! | #REF! | #REF! | #REF! | #REF!
2040 | 0 | 0 | 0 | 0 | 0 | 0 | 0 | 0 | 0 | 0 | 0 | 0 | 0 | 0 | 0 | 0 | 0 | 0 | 0 | 0 | 0 | -1644.992 | 0 | #REF! | #REF! | #REF! | #REF! | #REF! | #REF! | #REF! | #REF!
2041 | 0 | 0 | 0 | 0 | 0 | 0 | 0 | 0 | 0 | 0 | 0 | 0 | 0 | 0 | 0 | 0 | 0 | 0 | 0 | 0 | 0 | -1644.992 | 0 | #REF! | #REF! | #REF! | #REF! | #REF! | #REF! | #REF! | #REF!
2042 | 0 | 0 | 0 | 0 | 0 | 0 | 0 | 0 | 0 | 0 | 0 | 0 | 0 | 0 | 0 | 0 | 0 | 0 | 0 | 0 | 0 | -1644.992 | 0 | #REF! | #REF! | #REF! | #REF! | #REF! | #REF! | #REF! | #REF!
2043 | 0 | 0 | 0 | 0 | 0 | 0 | 0 | 0 | 0 | 0 | 0 | 0 | 0 | 0 | 0 | 0 | 0 | 0 | 0 | 0 | 0 | -1644.992 | 0 | #REF! | #REF! | #REF! | #REF! | #REF! | #REF! | #REF! | #REF!
2044 | 0 | 0 | 0 | 0 | 0 | 0 | 0 | 0 | 0 | 0 | 0 | 0 | 0 | 0 | 0 | 0 | 0 | 0 | 0 | 0 | 0 | -1644.992 | 0 | #REF! | #REF! | #REF! | #REF! | #REF! | #REF! | #REF! | #REF!
2045 | 0 | 0 | 0 | 0 | 0 | 0 | 0 | 0 | 0 | 0 | 0 | 0 | 0 | 0 | 0 | 0 | 0 | 0 | 0 | 0 | 0 | -1644.992 | 0 | #REF! | #REF! | #REF! | #REF! | #REF! | #REF! | #REF! | #REF!
2046 | 0 | 0 | 0 | 0 | 0 | 0 | 0 | 0 | 0 | 0 | 0 | 0 | 0 | 0 | 0 | 0 | 0 | 0 | 0 | 0 | 0 | -1644.992 | 0 | #REF! | #REF! | #REF! | #REF! | #REF! | #REF! | #REF! | #REF!
2047 | 0 | 0 | 0 | 0 | 0 | 0 | 0 | 0 | 0 | 0 | 0 | 0 | 0 | 0 | 0 | 0 | 0 | 0 | 0 | 0 | 0 | -1644.992 | 0 | #REF! | #REF! | #REF! | #REF! | #REF! | #REF! | #REF! | #REF!
2048 | 0 | 0 | 0 | 0 | 0 | 0 | 0 | 0 | 0 | 0 | 0 | 0 | 0 | 0 | 0 | 0 | 0 | 0 | 0 | 0 | 0 | -1644.992 | 0 | #REF! | #REF! | #REF! | #REF! | #REF! | #REF! | #REF! | #REF!
2049 | 0 | 0 | 0 | 0 | 0 | 0 | 0 | 0 | 0 | 0 | 0 | 0 | 0 | 0 | 0 | 0 | 0 | 0 | 0 | 0 | 0 | -1644.992 | 0 | #REF! | #REF! | #REF! | #REF! | #REF! | #REF! | #REF! | #REF!
2050 | 0 | 0 | 0 | 0 | 0 | 0 | 0 | 0 | 0 | 0 | 0 | 0 | 0 | 0 | 0 | 0 | 0 | 0 | 0 | 0 | 0 | -1644.992 | 0 | #REF! | #REF! | #REF! | #REF! | #REF! | #REF! | #REF! | #REF!
HOME

## Scope3Air
| Row offset | 18
| Column offset | 22
| GreenPwr1 | GreenPwr2 | Wind | ShortECM | MidECM | LongECM | SteamLineImp | UnitaryChiller | GeoExchange | SolarDHW | WasteReduction | DishStirling | Parabolic | GreenIT | GreenBuild | SpacePlanning | CHP | CoalToNG | CentralChillerExp | RooftopPV | ReducedAir | ReducedAuto | BehaviorChange | 0 | 0 | 0 | 0 | 0 | 0 | 0 | 0
Scope 3 Air Abatement | Green Power Purchase Opt 1 (Partial) | Green Power Purchase (MCCo Reserve Fund) | On-site Wind | Short-term Energy Conservation Measures | Mid-term Energy Conservation Measures | Long-term Energy Conservation Measures | Steam Line Improvements | Unitary Chiller Upgrades | Geo Exchange | Solar DHW | Waste Reduction | Dish Stirling | Parabolic Trough | Green IT | Building Design & Construction Standards | Space Planning & Management | Combined Heat & Power | Coal to Natural Gas Conversion @ Steam Plant | Central Chiller Expansion | Rooftop Solar PV | Reduced Air Travel | Reduced Automobile Reliance Strategies | Behavior Change | #REF! | #REF! | #REF! | #REF! | #REF! | #REF! | #REF! | #REF!
2010 | 0 | 0 | 0 | 0 | 0 | 0 | 0 | 0 | 0 | 0 | 0 | 0 | 0 | 0 | 0 | 0 | 0 | 0 | 0 | 0 | 0 | 0 | 0 | #REF! | #REF! | #REF! | #REF! | #REF! | #REF! | #REF! | #REF!
2011 | 0 | 0 | 0 | 0 | 0 | 0 | 0 | 0 | 0 | 0 | 0 | 0 | 0 | 0 | 0 | 0 | 0 | 0 | 0 | 0 | -561.6748 | 0 | 0 | #REF! | #REF! | #REF! | #REF! | #REF! | #REF! | #REF! | #REF!
2012 | 0 | 0 | 0 | 0 | 0 | 0 | 0 | 0 | 0 | 0 | -40.8846 | 0 | 0 | 0 | 0 | 0 | 0 | 0 | 0 | 0 | -563.4753 | 0 | 0 | #REF! | #REF! | #REF! | #REF! | #REF! | #REF! | #REF! | #REF!
2013 | 0 | 0 | 0 | 0 | 0 | 0 | 0 | 0 | 0 | 0 | -81.9379 | 0 | 0 | 0 | 0 | 0 | 0 | 0 | 0 | 0 | -564.8568 | 0 | 0 | #REF! | #REF! | #REF! | #REF! | #REF! | #REF! | #REF! | #REF!
2014 | 0 | 0 | 0 | 0 | 0 | 0 | 0 | 0 | 0 | 0 | -123.1296 | 0 | 0 | 0 | 0 | 0 | 0 | 0 | 0 | 0 | -566.0215 | 0 | 0 | #REF! | #REF! | #REF! | #REF! | #REF! | #REF! | #REF! | #REF!
2015 | 0 | 0 | 0 | 0 | 0 | 0 | 0 | 0 | 0 | 0 | -164.4414 | 0 | 0 | 0 | 0 | 0 | 0 | 0 | 0 | 0 | -567.0477 | 0 | 0 | #REF! | #REF! | #REF! | #REF! | #REF! | #REF! | #REF! | #REF!
2016 | 0 | 0 | 0 | 0 | 0 | 0 | 0 | 0 | 0 | 0 | -205.8605 | 0 | 0 | 0 | 0 | 0 | 0 | 0 | 0 | 0 | -851.963 | 0 | 0 | #REF! | #REF! | #REF! | #REF! | #REF! | #REF! | #REF! | #REF!
2017 | 0 | 0 | 0 | 0 | 0 | 0 | 0 | 0 | 0 | 0 | -206.1479 | 0 | 0 | 0 | 0 | 0 | 0 | 0 | 0 | 0 | -853.2427 | 0 | 0 | #REF! | #REF! | #REF! | #REF! | #REF! | #REF! | #REF! | #REF!
2018 | 0 | 0 | 0 | 0 | 0 | 0 | 0 | 0 | 0 | 0 | -206.4178 | 0 | 0 | 0 | 0 | 0 | 0 | 0 | 0 | 0 | -854.4337 | 0 | 0 | #REF! | #REF! | #REF! | #REF! | #REF! | #REF! | #REF! | #REF!
2019 | 0 | 0 | 0 | 0 | 0 | 0 | 0 | 0 | 0 | 0 | -206.6731 | 0 | 0 | 0 | 0 | 0 | 0 | 0 | 0 | 0 | -855.5524 | 0 | 0 | #REF! | #REF! | #REF! | #REF! | #REF! | #REF! | #REF! | #REF!
2020 | 0 | 0 | 0 | 0 | 0 | 0 | 0 | 0 | 0 | 0 | -206.9159 | 0 | 0 | 0 | 0 | 0 | 0 | 0 | 0 | 0 | -856.6105 | 0 | 0 | #REF! | #REF! | #REF! | #REF! | #REF! | #REF! | #REF! | #REF!
2021 | 0 | 0 | 0 | 0 | 0 | 0 | 0 | 0 | 0 | 0 | -207.1479 | 0 | 0 | 0 | 0 | 0 | 0 | 0 | 0 | 0 | -857.6168 | 0 | 0 | #REF! | #REF! | #REF! | #REF! | #REF! | #REF! | #REF! | #REF!
2022 | 0 | 0 | 0 | 0 | 0 | 0 | 0 | 0 | 0 | 0 | -207.3704 | 0 | 0 | 0 | 0 | 0 | 0 | 0 | 0 | 0 | -858.5784 | 0 | 0 | #REF! | #REF! | #REF! | #REF! | #REF! | #REF! | #REF! | #REF!
2023 | 0 | 0 | 0 | 0 | 0 | 0 | 0 | 0 | 0 | 0 | -207.5845 | 0 | 0 | 0 | 0 | 0 | 0 | 0 | 0 | 0 | -859.5007 | 0 | 0 | #REF! | #REF! | #REF! | #REF! | #REF! | #REF! | #REF! | #REF!
2024 | 0 | 0 | 0 | 0 | 0 | 0 | 0 | 0 | 0 | 0 | -207.7911 | 0 | 0 | 0 | 0 | 0 | 0 | 0 | 0 | 0 | -860.3881 | 0 | 0 | #REF! | #REF! | #REF! | #REF! | #REF! | #REF! | #REF! | #REF!
2025 | 0 | 0 | 0 | 0 | 0 | 0 | 0 | 0 | 0 | 0 | -207.9909 | 0 | 0 | 0 | 0 | 0 | 0 | 0 | 0 | 0 | -861.2443 | 0 | 0 | #REF! | #REF! | #REF! | #REF! | #REF! | #REF! | #REF! | #REF!
2026 | 0 | 0 | 0 | 0 | 0 | 0 | 0 | 0 | 0 | 0 | -208.1845 | 0 | 0 | 0 | 0 | 0 | 0 | 0 | 0 | 0 | -862.0725 | 0 | 0 | #REF! | #REF! | #REF! | #REF! | #REF! | #REF! | #REF! | #REF!
2027 | 0 | 0 | 0 | 0 | 0 | 0 | 0 | 0 | 0 | 0 | -208.3726 | 0 | 0 | 0 | 0 | 0 | 0 | 0 | 0 | 0 | -862.8752 | 0 | 0 | #REF! | #REF! | #REF! | #REF! | #REF! | #REF! | #REF! | #REF!
2028 | 0 | 0 | 0 | 0 | 0 | 0 | 0 | 0 | 0 | 0 | -208.5555 | 0 | 0 | 0 | 0 | 0 | 0 | 0 | 0 | 0 | -863.6545 | 0 | 0 | #REF! | #REF! | #REF! | #REF! | #REF! | #REF! | #REF! | #REF!
2029 | 0 | 0 | 0 | 0 | 0 | 0 | 0 | 0 | 0 | 0 | -208.7336 | 0 | 0 | 0 | 0 | 0 | 0 | 0 | 0 | 0 | -864.4126 | 0 | 0 | #REF! | #REF! | #REF! | #REF! | #REF! | #REF! | #REF! | #REF!
2030 | 0 | 0 | 0 | 0 | 0 | 0 | 0 | 0 | 0 | 0 | -208.9073 | 0 | 0 | 0 | 0 | 0 | 0 | 0 | 0 | 0 | -865.1509 | 0 | 0 | #REF! | #REF! | #REF! | #REF! | #REF! | #REF! | #REF! | #REF!
2031 | 0 | 0 | 0 | 0 | 0 | 0 | 0 | 0 | 0 | 0 | -209.077 | 0 | 0 | 0 | 0 | 0 | 0 | 0 | 0 | 0 | -865.8709 | 0 | 0 | #REF! | #REF! | #REF! | #REF! | #REF! | #REF! | #REF! | #REF!
2032 | 0 | 0 | 0 | 0 | 0 | 0 | 0 | 0 | 0 | 0 | -209.2428 | 0 | 0 | 0 | 0 | 0 | 0 | 0 | 0 | 0 | -866.5741 | 0 | 0 | #REF! | #REF! | #REF! | #REF! | #REF! | #REF! | #REF! | #REF!
2033 | 0 | 0 | 0 | 0 | 0 | 0 | 0 | 0 | 0 | 0 | -209.4051 | 0 | 0 | 0 | 0 | 0 | 0 | 0 | 0 | 0 | -867.2614 | 0 | 0 | #REF! | #REF! | #REF! | #REF! | #REF! | #REF! | #REF! | #REF!
2034 | 0 | 0 | 0 | 0 | 0 | 0 | 0 | 0 | 0 | 0 | -209.564 | 0 | 0 | 0 | 0 | 0 | 0 | 0 | 0 | 0 | -867.9339 | 0 | 0 | #REF! | #REF! | #REF! | #REF! | #REF! | #REF! | #REF! | #REF!
2035 | 0 | 0 | 0 | 0 | 0 | 0 | 0 | 0 | 0 | 0 | -209.7197 | 0 | 0 | 0 | 0 | 0 | 0 | 0 | 0 | 0 | -868.5926 | 0 | 0 | #REF! | #REF! | #REF! | #REF! | #REF! | #REF! | #REF! | #REF!
2036 | 0 | 0 | 0 | 0 | 0 | 0 | 0 | 0 | 0 | 0 | -209.8725 | 0 | 0 | 0 | 0 | 0 | 0 | 0 | 0 | 0 | -869.2382 | 0 | 0 | #REF! | #REF! | #REF! | #REF! | #REF! | #REF! | #REF! | #REF!
2037 | 0 | 0 | 0 | 0 | 0 | 0 | 0 | 0 | 0 | 0 | -210.0225 | 0 | 0 | 0 | 0 | 0 | 0 | 0 | 0 | 0 | -869.8715 | 0 | 0 | #REF! | #REF! | #REF! | #REF! | #REF! | #REF! | #REF! | #REF!
2038 | 0 | 0 | 0 | 0 | 0 | 0 | 0 | 0 | 0 | 0 | -210.1699 | 0 | 0 | 0 | 0 | 0 | 0 | 0 | 0 | 0 | -870.4932 | 0 | 0 | #REF! | #REF! | #REF! | #REF! | #REF! | #REF! | #REF! | #REF!
2039 | 0 | 0 | 0 | 0 | 0 | 0 | 0 | 0 | 0 | 0 | -210.3147 | 0 | 0 | 0 | 0 | 0 | 0 | 0 | 0 | 0 | -871.1039 | 0 | 0 | #REF! | #REF! | #REF! | #REF! | #REF! | #REF! | #REF! | #REF!
2040 | 0 | 0 | 0 | 0 | 0 | 0 | 0 | 0 | 0 | 0 | -210.4571 | 0 | 0 | 0 | 0 | 0 | 0 | 0 | 0 | 0 | -871.7041 | 0 | 0 | #REF! | #REF! | #REF! | #REF! | #REF! | #REF! | #REF! | #REF!
2041 | 0 | 0 | 0 | 0 | 0 | 0 | 0 | 0 | 0 | 0 | -210.5973 | 0 | 0 | 0 | 0 | 0 | 0 | 0 | 0 | 0 | -872.2945 | 0 | 0 | #REF! | #REF! | #REF! | #REF! | #REF! | #REF! | #REF! | #REF!
2042 | 0 | 0 | 0 | 0 | 0 | 0 | 0 | 0 | 0 | 0 | -210.7352 | 0 | 0 | 0 | 0 | 0 | 0 | 0 | 0 | 0 | -872.8753 | 0 | 0 | #REF! | #REF! | #REF! | #REF! | #REF! | #REF! | #REF! | #REF!
2043 | 0 | 0 | 0 | 0 | 0 | 0 | 0 | 0 | 0 | 0 | -210.8711 | 0 | 0 | 0 | 0 | 0 | 0 | 0 | 0 | 0 | -873.4472 | 0 | 0 | #REF! | #REF! | #REF! | #REF! | #REF! | #REF! | #REF! | #REF!
2044 | 0 | 0 | 0 | 0 | 0 | 0 | 0 | 0 | 0 | 0 | -211.0051 | 0 | 0 | 0 | 0 | 0 | 0 | 0 | 0 | 0 | -874.0105 | 0 | 0 | #REF! | #REF! | #REF! | #REF! | #REF! | #REF! | #REF! | #REF!
2045 | 0 | 0 | 0 | 0 | 0 | 0 | 0 | 0 | 0 | 0 | -211.1371 | 0 | 0 | 0 | 0 | 0 | 0 | 0 | 0 | 0 | -874.5655 | 0 | 0 | #REF! | #REF! | #REF! | #REF! | #REF! | #REF! | #REF! | #REF!
2046 | 0 | 0 | 0 | 0 | 0 | 0 | 0 | 0 | 0 | 0 | -211.2673 | 0 | 0 | 0 | 0 | 0 | 0 | 0 | 0 | 0 | -875.1127 | 0 | 0 | #REF! | #REF! | #REF! | #REF! | #REF! | #REF! | #REF! | #REF!
2047 | 0 | 0 | 0 | 0 | 0 | 0 | 0 | 0 | 0 | 0 | -211.3957 | 0 | 0 | 0 | 0 | 0 | 0 | 0 | 0 | 0 | -875.6523 | 0 | 0 | #REF! | #REF! | #REF! | #REF! | #REF! | #REF! | #REF! | #REF!
2048 | 0 | 0 | 0 | 0 | 0 | 0 | 0 | 0 | 0 | 0 | -211.5225 | 0 | 0 | 0 | 0 | 0 | 0 | 0 | 0 | 0 | -876.1847 | 0 | 0 | #REF! | #REF! | #REF! | #REF! | #REF! | #REF! | #REF! | #REF!
2049 | 0 | 0 | 0 | 0 | 0 | 0 | 0 | 0 | 0 | 0 | -211.6476 | 0 | 0 | 0 | 0 | 0 | 0 | 0 | 0 | 0 | -876.7101 | 0 | 0 | #REF! | #REF! | #REF! | #REF! | #REF! | #REF! | #REF! | #REF!
2050 | 0 | 0 | 0 | 0 | 0 | 0 | 0 | 0 | 0 | 0 | -211.7712 | 0 | 0 | 0 | 0 | 0 | 0 | 0 | 0 | 0 | -877.2288 | 0 | 0 | #REF! | #REF! | #REF! | #REF! | #REF! | #REF! | #REF! | #REF!
HOME

## GHGSavings
| Row offset | 18
| Column offset | 19
GHGSavings | GreenPwr1 | GreenPwr2 | Wind | ShortECM | MidECM | LongECM | SteamLineImp | UnitaryChiller | GeoExchange | SolarDHW | WasteReduction | DishStirling | Parabolic | GreenIT | GreenBuild | SpacePlanning | CHP | CoalToNG | CentralChillerExp | RooftopPV | ReducedAir | ReducedAuto | BehaviorChange | 0 | 0 | 0 | 0 | 0 | 0 | 0 | 0
| Green Power Purchase Opt 1 (Partial) | Green Power Purchase (MCCo Reserve Fund) | On-site Wind | Short-term Energy Conservation Measures | Mid-term Energy Conservation Measures | Long-term Energy Conservation Measures | Steam Line Improvements | Unitary Chiller Upgrades | Geo Exchange | Solar DHW | Waste Reduction | Dish Stirling | Parabolic Trough | Green IT | Building Design & Construction Standards | Space Planning & Management | Combined Heat & Power | Coal to Natural Gas Conversion @ Steam Plant | Central Chiller Expansion | Rooftop Solar PV | Reduced Air Travel | Reduced Automobile Reliance Strategies | Behavior Change | #REF! | #REF! | #REF! | #REF! | #REF! | #REF! | #REF! | #REF!
2010 | 0 | 0 | 0 | 0 | 0 | 0 | 0 | 0 | 0 | 0 | 0 | 0 | 0 | 0 | 0 | -2011.5287 | 0 | 0 | 0 | 0 | 0 | 0 | 0 | #REF! | #REF! | #REF! | #REF! | #REF! | #REF! | #REF! | #REF!
2011 | -35512.8363 | 0 | -124.437 | -2742.027 | 0 | 0 | 0 | 0 | 0 | 0 | 0 | 0 | 0 | 0 | -789.7226 | -4023.0574 | 0 | 0 | 0 | 0 | -561.6748 | 0 | 0 | #REF! | #REF! | #REF! | #REF! | #REF! | #REF! | #REF! | #REF!
2012 | -35512.8363 | 0 | -124.437 | -5484.0541 | 0 | 0 | -3075.9772 | -914.6118 | 0 | -42.1064 | -40.8846 | 0 | 0 | -1948.4709 | -3573.5486 | -6034.586 | 0 | 0 | -2167.9819 | 0 | -563.4753 | -162.8164 | -443.0304 | #REF! | #REF! | #REF! | #REF! | #REF! | #REF! | #REF! | #REF!
2013 | -35512.8363 | 0 | -124.437 | -8226.0811 | 0 | 0 | -3125.388 | -1950.5496 | -680.8086 | -42.1064 | -81.9379 | 0 | 0 | -3896.9419 | -4637.7326 | -8046.1147 | 0 | 0 | -2218.6346 | 0 | -564.8568 | -326.1924 | -877.2597 | #REF! | #REF! | #REF! | #REF! | #REF! | #REF! | #REF! | #REF!
2014 | -35512.8363 | -2177.6471 | -124.437 | -10968.1082 | 0 | 0 | -3161.5431 | -2370.5244 | -680.8086 | -42.1064 | -123.1296 | 0 | 0 | -5845.4128 | -5052.878 | -10057.6434 | 0 | 0 | -4005.0411 | 0 | -566.0215 | -489.9976 | -1300.8517 | #REF! | #REF! | #REF! | #REF! | #REF! | #REF! | #REF! | #REF!
2015 | -35512.8363 | -2177.6471 | -124.437 | -13710.1352 | 0 | 0 | -3233.0465 | -2370.5244 | -1361.6171 | -42.1064 | -164.4414 | 0 | 0 | -5845.4128 | -7226.3576 | -12069.1721 | 0 | -18056.3657 | -4055.6937 | -497.5264 | -567.0477 | -654.1643 | -1720.4743 | #REF! | #REF! | #REF! | #REF! | #REF! | #REF! | #REF! | #REF!
2016 | -35512.8363 | -2177.6471 | -124.437 | -13710.1352 | -1651.6937 | 0 | -3269.2016 | -2370.5244 | -1361.6171 | -42.1064 | -205.8605 | 0 | 0 | -5845.4128 | -7651.4768 | -14080.7008 | -69175.4007 | -18258.2899 | -4712.5079 | -497.5264 | -851.963 | -818.6495 | -2130.222 | #REF! | #REF! | #REF! | #REF! | #REF! | #REF! | #REF! | #REF!
2017 | -35512.8363 | -4355.2942 | -124.437 | -13710.1352 | -3303.3874 | 0 | -3305.3568 | -2370.5244 | -1361.6171 | -42.1064 | -206.1479 | 0 | 0 | -5845.4128 | -8077.7906 | -16092.2294 | -69175.4007 | -18460.214 | -4763.1606 | -497.5264 | -853.2427 | -983.4224 | -2531.7906 | #REF! | #REF! | #REF! | #REF! | #REF! | #REF! | #REF! | #REF!
2018 | -35512.8363 | -4355.2942 | -124.437 | -13710.1352 | -4955.0811 | 0 | -3341.5119 | -2370.5244 | -1361.6171 | -42.1064 | -206.4178 | 0 | 0 | -5845.4128 | -8505.2602 | -18103.7581 | -69175.4007 | -18662.1382 | -4813.8133 | -497.5264 | -854.4337 | -1148.46 | -2841.5898 | #REF! | #REF! | #REF! | #REF! | #REF! | #REF! | #REF! | #REF!
2019 | -35512.8363 | -6532.9414 | -124.437 | -13710.1352 | -6606.7748 | 0 | -3377.667 | -2370.5244 | -1361.6171 | -42.1064 | -206.6731 | 0 | 0 | -5845.4128 | -8933.8486 | -20115.2868 | -69175.4007 | -18864.0624 | -4864.4659 | -497.5264 | -855.5524 | -1313.7437 | -3144.8177 | #REF! | #REF! | #REF! | #REF! | #REF! | #REF! | #REF! | #REF!
2020 | -35512.8363 | -6532.9414 | -124.437 | -13710.1352 | -8258.4684 | 0 | -3413.8221 | -2370.5244 | -1361.6171 | -42.1064 | -206.9159 | -541.5672 | -614.8387 | -5845.4128 | -9363.5202 | -22126.8155 | -69175.4007 | -19065.9865 | -4915.1186 | -497.5264 | -856.6105 | -1479.2585 | -3441.4642 | #REF! | #REF! | #REF! | #REF! | #REF! | #REF! | #REF! | #REF!
2021 | -35512.8363 | -8710.5885 | -124.437 | -13710.1352 | -9910.1621 | 0 | -3449.9773 | -2370.5244 | -1361.6171 | -42.1064 | -207.1479 | -536.1515 | -614.8387 | -5845.4128 | -9794.2409 | -24138.3442 | -69175.4007 | -19267.9107 | -4965.7713 | -497.5264 | -857.6168 | -1644.992 | -3731.5195 | #REF! | #REF! | #REF! | #REF! | #REF! | #REF! | #REF! | #REF!
2022 | -35512.8363 | -8710.5885 | -124.437 | -13710.1352 | -11561.8558 | 0 | -3486.1324 | -2370.5244 | -1361.6171 | -42.1064 | -207.3704 | -530.7898 | -614.8387 | -5845.4128 | -10225.9781 | -26149.8728 | -69175.4007 | -19469.8348 | -5016.4239 | -497.5264 | -858.5784 | -1644.992 | -4014.9741 | #REF! | #REF! | #REF! | #REF! | #REF! | #REF! | #REF! | #REF!
2023 | -35512.8363 | -8710.5885 | -124.437 | -13710.1352 | -13213.5495 | 0 | -3522.2875 | -2370.5244 | -1361.6171 | -42.1064 | -207.5845 | -525.482 | -614.8387 | -5845.4128 | -10658.7005 | -28161.4015 | -69175.4007 | -19671.759 | -5067.0766 | -497.5264 | -859.5007 | -1644.992 | -3973.9066 | #REF! | #REF! | #REF! | #REF! | #REF! | #REF! | #REF! | #REF!
2024 | -35512.8363 | -8710.5885 | -124.437 | -13710.1352 | -13213.5495 | -1008.2242 | -3558.4426 | -2370.5244 | -1361.6171 | -42.1064 | -207.7911 | -520.2268 | -614.8387 | -5845.4128 | -11092.378 | -30172.9302 | -69175.4007 | -19873.6831 | -5117.7293 | -497.5264 | -860.3881 | -1644.992 | -3960.2753 | #REF! | #REF! | #REF! | #REF! | #REF! | #REF! | #REF! | #REF!
2025 | -35512.8363 | -8710.5885 | -124.437 | -13710.1352 | -13213.5495 | -2016.4483 | -3594.5978 | -2370.5244 | -1361.6171 | -42.1064 | -207.9909 | -515.0249 | -614.8387 | -5845.4128 | -11526.9819 | -32184.4589 | -69175.4007 | -20075.6073 | -5168.3819 | -497.5264 | -861.2443 | -1644.992 | -3946.6043 | #REF! | #REF! | #REF! | #REF! | #REF! | #REF! | #REF! | #REF!
2026 | -35512.8363 | -8710.5885 | -124.437 | -13710.1352 | -13213.5495 | -3024.6725 | -3630.7529 | -2370.5244 | -1361.6171 | -42.1064 | -208.1845 | -509.8748 | -614.8387 | -5845.4128 | -11962.4845 | -34195.9876 | -69175.4007 | -20277.5314 | -5219.0346 | -497.5264 | -862.0725 | -1644.992 | -3932.8949 | #REF! | #REF! | #REF! | #REF! | #REF! | #REF! | #REF! | #REF!
2027 | -35512.8363 | -8710.5885 | -124.437 | -13710.1352 | -13213.5495 | -4032.8966 | -3666.908 | -2370.5244 | -1361.6171 | -42.1064 | -208.3726 | -504.7759 | -614.8387 | -5845.4128 | -12398.8591 | -36207.5162 | -69175.4007 | -20479.4556 | -5269.6873 | -497.5264 | -862.8752 | -1644.992 | -3919.1481 | #REF! | #REF! | #REF! | #REF! | #REF! | #REF! | #REF! | #REF!
2028 | -35512.8363 | -8710.5885 | -124.437 | -13710.1352 | -13213.5495 | -5041.1208 | -3703.0631 | -2370.5244 | -1361.6171 | -42.1064 | -208.5555 | -499.7281 | -614.8387 | -5845.4128 | -12836.0803 | -38219.0449 | -69175.4007 | -20681.3798 | -5320.3399 | -497.5264 | -863.6545 | -1644.992 | -3905.365 | #REF! | #REF! | #REF! | #REF! | #REF! | #REF! | #REF! | #REF!
2029 | -35512.8363 | -8710.5885 | -124.437 | -13710.1352 | -13213.5495 | -6049.345 | -3739.2183 | -2370.5244 | -1361.6171 | -42.1064 | -208.7336 | -494.7307 | -614.8387 | -5845.4128 | -13274.1234 | -40230.5736 | -69175.4007 | -20883.3039 | -5370.9926 | -497.5264 | -864.4126 | -1644.992 | -3891.5468 | #REF! | #REF! | #REF! | #REF! | #REF! | #REF! | #REF! | #REF!
2030 | -35512.8363 | -8710.5885 | -124.437 | -13710.1352 | -13213.5495 | -7057.5691 | -3775.3734 | -2370.5244 | -1361.6171 | -42.1064 | -208.9073 | -489.7838 | -614.8387 | -5845.4128 | -13712.965 | -42242.1023 | -69175.4007 | -21085.2281 | -5421.6453 | -497.5264 | -865.1509 | -1644.992 | -3877.6943 | #REF! | #REF! | #REF! | #REF! | #REF! | #REF! | #REF! | #REF!
2031 | -35512.8363 | -8710.5885 | -124.437 | -13710.1352 | -13213.5495 | -8065.7933 | -3811.5285 | -2370.5244 | -1361.6171 | -42.1064 | -209.077 | -484.8859 | -614.8387 | -5845.4128 | -14152.5821 | -44253.6309 | -69175.4007 | -21287.1522 | -5421.6453 | -497.5264 | -865.8709 | -1644.992 | -3863.8086 | #REF! | #REF! | #REF! | #REF! | #REF! | #REF! | #REF! | #REF!
2032 | -35512.8363 | -8710.5885 | -124.437 | -13710.1352 | -13213.5495 | -9074.0174 | -3847.6837 | -2370.5244 | -1361.6171 | -42.1064 | -209.2428 | -480.037 | -614.8387 | -5845.4128 | -14592.9531 | -46265.1596 | -69175.4007 | -21489.0764 | -5421.6453 | -497.5264 | -866.5741 | -1644.992 | -3849.8906 | #REF! | #REF! | #REF! | #REF! | #REF! | #REF! | #REF! | #REF!
2033 | -35512.8363 | -8710.5885 | -124.437 | -13710.1352 | -13213.5495 | -10082.2416 | -3883.8388 | -2370.5244 | -1361.6171 | -42.1064 | -209.4051 | -475.2363 | -614.8387 | -5845.4128 | -15034.0568 | -48276.6883 | -69175.4007 | -21691.0005 | -5421.6453 | -497.5264 | -867.2614 | -1644.992 | -3835.9412 | #REF! | #REF! | #REF! | #REF! | #REF! | #REF! | #REF! | #REF!
2034 | -35512.8363 | -8710.5885 | -124.437 | -13710.1352 | -13213.5495 | -10082.2416 | -3919.9939 | -2370.5244 | -1361.6171 | -42.1064 | -209.564 | -470.484 | -614.8387 | -5845.4128 | -15475.8729 | -50288.217 | -69175.4007 | -21892.9247 | -5421.6453 | -497.5264 | -867.9339 | -1644.992 | -3831.422 | #REF! | #REF! | #REF! | #REF! | #REF! | #REF! | #REF! | #REF!
2035 | -35512.8363 | -8710.5885 | -124.437 | -13710.1352 | -13213.5495 | -10082.2416 | -3956.149 | -2370.5244 | -1361.6171 | -42.1064 | -209.7197 | -465.7793 | -614.8387 | -5845.4128 | -15918.382 | -52299.7457 | -69175.4007 | -22094.8488 | -5421.6453 | -497.5264 | -868.5926 | -1644.992 | -3826.873 | #REF! | #REF! | #REF! | #REF! | #REF! | #REF! | #REF! | #REF!
2036 | -35512.8363 | -8710.5885 | -124.437 | -13710.1352 | -13213.5495 | -10082.2416 | -3992.3042 | -2370.5244 | -1361.6171 | -42.1064 | -209.8725 | -461.1214 | -614.8387 | -5845.4128 | -16361.5651 | -54311.2743 | -69175.4007 | -22296.773 | -5421.6453 | -497.5264 | -869.2382 | -1644.992 | -3822.2952 | #REF! | #REF! | #REF! | #REF! | #REF! | #REF! | #REF! | #REF!
2037 | -35512.8363 | -8710.5885 | -124.437 | -13710.1352 | -13213.5495 | -10082.2416 | -4028.4593 | -2370.5244 | -1361.6171 | -42.1064 | -210.0225 | -456.5104 | -614.8387 | -5845.4128 | -16805.4042 | -56322.803 | -69175.4007 | -22498.6972 | -5421.6453 | -497.5264 | -869.8715 | -1644.992 | -3817.6893 | #REF! | #REF! | #REF! | #REF! | #REF! | #REF! | #REF! | #REF!
2038 | -35512.8363 | -8710.5885 | -124.437 | -13710.1352 | -13213.5495 | -10082.2416 | -4064.6144 | -2370.5244 | -1361.6171 | -42.1064 | -210.1699 | -451.9449 | -614.8387 | -5845.4128 | -17249.8818 | -58334.3317 | -69175.4007 | -22700.6213 | -5421.6453 | -497.5264 | -870.4932 | -1644.992 | -3813.056 | #REF! | #REF! | #REF! | #REF! | #REF! | #REF! | #REF! | #REF!
2039 | -35512.8363 | -8710.5885 | -124.437 | -13710.1352 | -13213.5495 | -10082.2416 | -4100.7695 | -2370.5244 | -1361.6171 | -42.1064 | -210.3147 | -447.4255 | -614.8387 | -5845.4128 | -17694.9809 | -60345.8604 | -69175.4007 | -22902.5455 | -5421.6453 | -497.5264 | -871.1039 | -1644.992 | -3808.3961 | #REF! | #REF! | #REF! | #REF! | #REF! | #REF! | #REF! | #REF!
2040 | -35512.8363 | -8710.5885 | -124.437 | -13710.1352 | -13213.5495 | -10082.2416 | -4136.9247 | -2370.5244 | -1361.6171 | -42.1064 | -210.4571 | -442.9516 | -614.8387 | -5845.4128 | -18140.6853 | -62357.3891 | -69175.4007 | -23104.4696 | -5421.6453 | -497.5264 | -871.7041 | -1644.992 | -3803.7102 | #REF! | #REF! | #REF! | #REF! | #REF! | #REF! | #REF! | #REF!
2041 | -35512.8363 | -8710.5885 | -124.437 | -13710.1352 | -13213.5495 | -10082.2416 | -4173.0798 | -2370.5244 | -1361.6171 | -42.1064 | -210.5973 | -438.5217 | -614.8387 | -5845.4128 | -18586.9792 | -64368.9177 | -69175.4007 | -23306.3938 | -5421.6453 | -497.5264 | -872.2945 | -1644.992 | -3798.9992 | #REF! | #REF! | #REF! | #REF! | #REF! | #REF! | #REF! | #REF!
2042 | -35512.8363 | -8710.5885 | -124.437 | -13710.1352 | -13213.5495 | -10082.2416 | -4209.2349 | -2370.5244 | -1361.6171 | -42.1064 | -210.7352 | -434.1366 | -614.8387 | -5845.4128 | -19033.8474 | -66380.4464 | -69175.4007 | -23508.3179 | -5421.6453 | -497.5264 | -872.8753 | -1644.992 | -3794.2635 | #REF! | #REF! | #REF! | #REF! | #REF! | #REF! | #REF! | #REF!
2043 | -35512.8363 | -8710.5885 | -124.437 | -13710.1352 | -13213.5495 | -10082.2416 | -4245.39 | -2370.5244 | -1361.6171 | -42.1064 | -210.8711 | -429.7955 | -614.8387 | -5845.4128 | -19481.2753 | -68391.9751 | -69175.4007 | -23710.2421 | -5421.6453 | -497.5264 | -873.4472 | -1644.992 | -3789.5038 | #REF! | #REF! | #REF! | #REF! | #REF! | #REF! | #REF! | #REF!
2044 | -35512.8363 | -8710.5885 | -124.437 | -13710.1352 | -13213.5495 | -10082.2416 | -4281.5452 | -2370.5244 | -1361.6171 | -42.1064 | -211.0051 | -425.497 | -614.8387 | -5845.4128 | -19929.2487 | -70403.5038 | -69175.4007 | -23912.1662 | -5421.6453 | -497.5264 | -874.0105 | -1644.992 | -3784.7208 | #REF! | #REF! | #REF! | #REF! | #REF! | #REF! | #REF! | #REF!
2045 | -35512.8363 | -8710.5885 | -124.437 | -13710.1352 | -13213.5495 | -10082.2416 | -4317.7003 | -2370.5244 | -1361.6171 | -42.1064 | -211.1371 | -421.2426 | -614.8387 | -5845.4128 | -20377.7539 | -72415.0325 | -69175.4007 | -24114.0904 | -5421.6453 | -497.5264 | -874.5655 | -1644.992 | -3779.915 | #REF! | #REF! | #REF! | #REF! | #REF! | #REF! | #REF! | #REF!
2046 | -35512.8363 | -8710.5885 | -124.437 | -13710.1352 | -13213.5495 | -10082.2416 | -4353.8554 | -2370.5244 | -1361.6171 | -42.1064 | -211.2673 | -417.0301 | -614.8387 | -5845.4128 | -20826.7776 | -74426.5611 | -69175.4007 | -24316.0146 | -5421.6453 | -497.5264 | -875.1127 | -1644.992 | -3775.087 | #REF! | #REF! | #REF! | #REF! | #REF! | #REF! | #REF! | #REF!
2047 | -35512.8363 | -8710.5885 | -124.437 | -13710.1352 | -13213.5495 | -10082.2416 | -4390.0106 | -2370.5244 | -1361.6171 | -42.1064 | -211.3957 | -412.8594 | -614.8387 | -5845.4128 | -21276.307 | -76438.0898 | -69175.4007 | -24517.9387 | -5421.6453 | -497.5264 | -875.6523 | -1644.992 | -3770.2373 | #REF! | #REF! | #REF! | #REF! | #REF! | #REF! | #REF! | #REF!
2048 | -35512.8363 | -8710.5885 | -124.437 | -13710.1352 | -13213.5495 | -10082.2416 | -4426.1657 | -2370.5244 | -1361.6171 | -42.1064 | -211.5225 | -408.7314 | -614.8387 | -5845.4128 | -21726.3297 | -78449.6185 | -69175.4007 | -24719.8629 | -5421.6453 | -497.5264 | -876.1847 | -1644.992 | -3765.3665 | #REF! | #REF! | #REF! | #REF! | #REF! | #REF! | #REF! | #REF!
2049 | -35512.8363 | -8710.5885 | -124.437 | -13710.1352 | -13213.5495 | -10082.2416 | -4462.3208 | -2370.5244 | -1361.6171 | -42.1064 | -211.6476 | -404.6439 | -614.8387 | -5845.4128 | -22176.8338 | -80461.1472 | -69175.4007 | -24921.787 | -5421.6453 | -497.5264 | -876.7101 | -1644.992 | -3760.475 | #REF! | #REF! | #REF! | #REF! | #REF! | #REF! | #REF! | #REF!
2050 | -35512.8363 | -8710.5885 | -124.437 | -13710.1352 | -13213.5495 | -10082.2416 | -4498.4759 | -2370.5244 | -1361.6171 | -42.1064 | -211.7712 | -404.6439 | -614.8387 | -5845.4128 | -22627.8077 | -82472.6759 | -69175.4007 | -25123.7112 | -5421.6453 | -497.5264 | -877.2288 | -1644.992 | -3755.5635 | #REF! | #REF! | #REF! | #REF! | #REF! | #REF! | #REF! | #REF!
HOME

## FuelSavings
| Row offset | 18
| Column offset | 32
FuelSavings | GreenPwr1 | GreenPwr2 | Wind | ShortECM | MidECM | LongECM | SteamLineImp | UnitaryChiller | GeoExchange | SolarDHW | WasteReduction | DishStirling | Parabolic | GreenIT | GreenBuild | SpacePlanning | CHP | CoalToNG | CentralChillerExp | RooftopPV | ReducedAir | ReducedAuto | BehaviorChange | 0 | 0 | 0 | 0 | 0 | 0 | 0 | 0
| Green Power Purchase Opt 1 (Partial) | Green Power Purchase (MCCo Reserve Fund) | On-site Wind | Short-term Energy Conservation Measures | Mid-term Energy Conservation Measures | Long-term Energy Conservation Measures | Steam Line Improvements | Unitary Chiller Upgrades | Geo Exchange | Solar DHW | Waste Reduction | Dish Stirling | Parabolic Trough | Green IT | Building Design & Construction Standards | Space Planning & Management | Combined Heat & Power | Coal to Natural Gas Conversion @ Steam Plant | Central Chiller Expansion | Rooftop Solar PV | Reduced Air Travel | Reduced Automobile Reliance Strategies | Behavior Change | #REF! | #REF! | #REF! | #REF! | #REF! | #REF! | #REF! | #REF!
2010 | 0 | 0 | 0 | 0 | 0 | 0 | 0 | 0 | 0 | 0 | 0 | 0 | 0 | 0 | 0 | 237052.0534 | 0 | 0 | 0 | 0 | 0 | 0 | 0 | #REF! | #REF! | #REF! | #REF! | #REF! | #REF! | #REF! | #REF!
2011 | -1250000 | 0 | -6057.54 | 321577.9242 | 0 | 0 | 0 | 0 | 0 | 0 | 0 | 0 | 0 | 0 | 91394.6418 | 476101.7032 | 0 | 0 | 0 | 0 | 0 | 0 | 0 | #REF! | #REF! | #REF! | #REF! | #REF! | #REF! | #REF! | #REF!
2012 | -1250000 | 0 | -5982.7077 | 645751.7895 | 0 | 0 | 318930.9882 | 110553.4984 | 0 | 4365.7751 | 0 | 0 | 0 | 235520.9962 | 410164.8554 | 717163.9316 | 0 | 0 | 514021.3966 | 0 | 0 | 0 | 53551.204 | #REF! | #REF! | #REF! | #REF! | #REF! | #REF! | #REF! | #REF!
2013 | -1250000 | 0 | -5907.5012 | 972541.0655 | 0 | 0 | 325674.3829 | 236951.1181 | 64582.3514 | 4387.604 | 0 | 0 | 0 | 473397.2025 | 535078.7528 | 960253.8203 | 0 | 0 | 535787.4189 | 0 | 0 | 0 | 106568.7606 | #REF! | #REF! | #REF! | #REF! | #REF! | #REF! | #REF! | #REF!
2014 | -1250000 | 0 | -5831.9187 | 1301965.3516 | 0 | 0 | 331089.06 | 289409.1479 | 64905.2632 | 4409.542 | 0 | 0 | 0 | 713646.2827 | 586445.3508 | 1205386.5517 | 0 | 0 | 887027.3781 | 0 | 0 | 0 | 158816.4971 | #REF! | #REF! | #REF! | #REF! | #REF! | #REF! | #REF! | #REF!
2015 | -1250000 | 0 | -5755.9583 | 1634044.3777 | 0 | 0 | 340270.0598 | 290856.1937 | 130459.579 | 4431.5897 | 0 | 0 | 0 | 717214.5141 | 841889.9592 | 1452577.4092 | 0 | -303812.5534 | 911846.0274 | 61044.9883 | 0 | 0 | 211097.0068 | #REF! | #REF! | #REF! | #REF! | #REF! | #REF! | #REF! | #REF!
2016 | -1250000 | 0 | -5679.6181 | 1640665.0043 | 193520.654 | 0 | 345795.673 | 292310.4746 | 131111.8769 | 4453.7476 | 0 | 0 | 0 | 720800.5867 | 896391.0017 | 1701841.7783 | 3359454.0575 | -308746.1366 | 462293.5964 | 61350.2133 | 0 | 0 | 262678.6678 | #REF! | #REF! | #REF! | #REF! | #REF! | #REF! | #REF! | #REF!
2017 | -1250000 | 0 | -5602.8962 | 1647318.734 | 388809.1602 | 0 | 351368.0355 | 293772.027 | 131767.4363 | 4476.0164 | 0 | 0 | 0 | 724404.5896 | 951515.6626 | 1953195.1464 | 3404755.5063 | -313721.4603 | 488482.7585 | 61656.9643 | 0 | 0 | 313757.2601 | #REF! | #REF! | #REF! | #REF! | #REF! | #REF! | #REF! | #REF!
2018 | -1250000 | 0 | -5525.7907 | 1654005.7324 | 585878.7775 | 0 | 356987.4767 | 295240.8871 | 132426.2735 | 4498.3965 | 0 | 0 | 0 | 728026.6126 | 1007264.2711 | 2206653.1043 | 3450283.4623 | -318738.8185 | 426598.9246 | 61965.2491 | 0 | 0 | 353910.4962 | #REF! | #REF! | #REF! | #REF! | #REF! | #REF! | #REF! | #REF!
2019 | -1250000 | 0 | -5448.2997 | 1660726.1658 | 784742.8531 | 0 | 362654.3282 | 296717.0916 | 133088.4049 | 4520.8884 | 0 | 0 | 0 | 731666.7456 | 1063637.3324 | 2462231.3463 | 3496039.0581 | -323798.5073 | 453239.8917 | 62275.0754 | 0 | 0 | 393634.9048 | #REF! | #REF! | #REF! | #REF! | #REF! | #REF! | #REF! | #REF!
2020 | -1250000 | 0 | -5370.4212 | 1667480.2014 | 985414.8233 | 0 | 368368.9235 | 298200.677 | 133753.8469 | 4543.4929 | 0 | 68126.5731 | 77343.7791 | 735325.0794 | 1120635.5197 | 2719945.6713 | 3542023.4318 | -328900.8245 | 480109.1661 | 62586.4508 | 0 | 0 | 432919.7951 | #REF! | #REF! | #REF! | #REF! | #REF! | #REF! | #REF! | #REF!
2021 | -1250000 | -1398770.7282 | -5292.1533 | 1674268.0071 | 1187908.2138 | 0 | 374131.5983 | 299691.6804 | 134422.6161 | 4566.2104 | 0 | 67782.5294 | 77730.498 | 739001.7048 | 1178259.6672 | 2979811.9827 | 3588237.7275 | -334046.0699 | 507208.3648 | 62899.383 | 0 | 0 | 471754.4013 | #REF! | #REF! | #REF! | #REF! | #REF! | #REF! | #REF! | #REF!
2022 | -1250000 | 906735.4182 | -5213.494 | 1681089.7518 | 1392236.6404 | 0 | 379942.6907 | 301190.1388 | 135094.7292 | 4589.0414 | 0 | 67440.2005 | 78119.1505 | 742696.7133 | 1236510.7632 | 3241846.2901 | 3634683.0946 | -339234.5453 | 534539.1154 | 63213.8799 | 0 | 0 | 510127.8791 | #REF! | #REF! | #REF! | #REF! | #REF! | #REF! | #REF! | #REF!
2023 | -1250000 | 912269.0953 | -5134.4415 | 1687945.6053 | 1598413.8096 | 0 | 385802.5408 | 302696.0895 | 135770.2029 | 4611.9866 | 0 | 67099.6466 | 78509.7463 | 746410.1969 | 1295389.9435 | 3506064.7089 | 3681360.6885 | -344466.5543 | 562103.0559 | 63529.9493 | 0 | 0 | 507434.5404 | #REF! | #REF! | #REF! | #REF! | #REF! | #REF! | #REF! | #REF!
2024 | -1250000 | 917830.4408 | -5054.9937 | 1694835.7381 | 1605736.4612 | 125059.2743 | 391711.4907 | 304209.57 | 136449.0539 | 4635.0465 | 0 | 66760.746 | 78902.295 | 750142.2478 | 1354898.4856 | 3772483.4617 | 3728271.6704 | -349742.4024 | 589901.8348 | 63847.5991 | 0 | 0 | 508222.4115 | #REF! | #REF! | #REF! | #REF! | #REF! | #REF! | #REF! | #REF!
2025 | -1250000 | 923419.593 | -4975.1487 | 1701760.3215 | 1613095.7261 | 251040.9903 | 397669.8851 | 305730.6178 | 137131.2991 | 4658.2218 | 0 | 66423.6491 | 79296.8065 | 753892.9591 | 1415037.8031 | 4041118.8788 | 3775417.2073 | -355062.3974 | 617937.1116 | 64166.8371 | 0 | 0 | 509000.3579 | #REF! | #REF! | #REF! | #REF! | #REF! | #REF! | #REF! | #REF!
2026 | -1250000 | 929036.6909 | -4894.9044 | 1708719.5278 | 1620491.7872 | 377952.0664 | 403678.0707 | 307259.2709 | 137816.9556 | 4681.5129 | 0 | 66088.2327 | 79693.2905 | 757662.4239 | 1475809.4402 | 4311987.3986 | 3822798.4718 | -360426.8488 | 646210.5562 | 64487.6713 | 0 | 0 | 509768.3885 | #REF! | #REF! | #REF! | #REF! | #REF! | #REF! | #REF! | #REF!
2027 | -1250000 | 934681.8744 | -4814.2589 | 1715713.5302 | 1627924.8287 | 505799.467 | 409736.3964 | 308795.5672 | 138506.0404 | 4704.9205 | 0 | 65754.463 | 80091.757 | 761450.736 | 1537215.0668 | 4585105.5685 | 3870416.6426 | -365836.0682 | 674723.8494 | 64810.1096 | 0 | 0 | 510526.5081 | #REF! | #REF! | #REF! | #REF! | #REF! | #REF! | #REF! | #REF!
2028 | -1250000 | 940355.2838 | -4733.2102 | 1722742.5025 | 1635395.0354 | 634590.2029 | 415845.2133 | 310339.5451 | 139198.5706 | 4728.4451 | 0 | 65422.3984 | 80492.2157 | 765257.9897 | 1599256.4739 | 4860490.0457 | 3918272.9043 | -371290.3691 | 703478.6829 | 65134.1602 | 0 | 0 | 511274.7174 | #REF! | #REF! | #REF! | #REF! | #REF! | #REF! | #REF! | #REF!
2029 | -1250000 | 946057.0602 | -4651.7563 | 1729806.6198 | 1642902.5932 | 764331.3316 | 422004.8751 | 311891.2428 | 139894.5635 | 4752.0873 | 0 | 65092.004 | 80894.6768 | 769084.2796 | 1661935.5695 | 5138157.5977 | 3966368.4473 | -376790.067 | 732476.7591 | 65459.831 | 0 | 0 | 512013.013 | #REF! | #REF! | #REF! | #REF! | #REF! | #REF! | #REF! | #REF!
2030 | -1250000 | 951787.3455 | -4569.8951 | 1736906.0576 | 1650447.6887 | 895029.9578 | 428215.7373 | 313450.699 | 140594.0363 | 4775.8477 | 0 | 64763.3382 | 81299.1502 | 772929.701 | 1725254.3737 | 5418125.1027 | 4014704.468 | -382335.4797 | 761719.7918 | 65787.1301 | 0 | 0 | 512741.3876 | #REF! | #REF! | #REF! | #REF! | #REF! | #REF! | #REF! | #REF!
2031 | -1250000 | 957546.2822 | -4487.6245 | 1744040.9926 | 1658030.5097 | 1026693.2332 | 434478.158 | 315017.9525 | 141297.0065 | 4799.727 | 0 | 64436.2711 | 81705.646 | 776794.3495 | 1789215.0158 | 5700409.5511 | 4063282.1688 | -387926.9268 | 771015.8727 | 66116.0658 | 0 | 0 | 513459.8303 | #REF! | #REF! | #REF! | #REF! | #REF! | #REF! | #REF! | #REF!
2032 | -1250000 | 963334.0136 | -4404.9427 | 1751211.6023 | 1665651.2448 | 1159328.3573 | 440792.4976 | 316593.0423 | 142003.4915 | 4823.7256 | 0 | 64110.8594 | 82114.1742 | 780678.3213 | 1853819.7298 | 5985028.0452 | 4112102.7581 | -393564.73 | 927595.5165 | 66446.6461 | 0 | 0 | 514168.3266 | #REF! | #REF! | #REF! | #REF! | #REF! | #REF! | #REF! | #REF!
2033 | -1250000 | 969150.6837 | -4321.8474 | 1758418.065 | 1673310.0836 | 1292942.5773 | 447159.1185 | 318176.0075 | 142713.509 | 4847.8442 | 0 | 63787.0652 | 82524.7451 | 784581.7129 | 1919070.8516 | 6271997.8009 | 4161167.4504 | -399249.213 | 936984.7906 | 66778.8793 | 0 | 0 | 514866.8584 | #REF! | #REF! | #REF! | #REF! | #REF! | #REF! | #REF! | #REF!
2034 | -1250000 | 974996.4371 | -4238.3366 | 1765660.56 | 1681007.2166 | 1297766.5351 | 453578.3859 | 319766.8875 | 143427.0765 | 4872.0834 | 0 | 63464.9454 | 82937.3688 | 788504.6214 | 1984970.8153 | 6561336.1476 | 4210477.4661 | -404980.7017 | 1146928.6803 | 67112.7737 | 0 | 0 | 516831.5749 | #REF! | #REF! | #REF! | #REF! | #REF! | #REF! | #REF! | #REF!
2035 | -1250000 | 980871.4193 | -4154.4083 | 1772939.2676 | 1688742.8352 | 1302614.6128 | 460050.667 | 321365.722 | 144144.2119 | 4896.4439 | 0 | 63144.4609 | 83352.0556 | 792447.1446 | 2051522.1507 | 6853060.5292 | 4260034.0319 | -410759.5241 | 1156412.0819 | 67448.3376 | 0 | 0 | 518799.043 | #REF! | #REF! | #REF! | #REF! | #REF! | #REF! | #REF! | #REF!
2036 | -1250000 | 986775.7764 | -4070.0603 | 1780254.3686 | 1696517.132 | 1307486.9308 | 466576.3314 | 322972.5506 | 144864.9329 | 4920.9261 | 0 | 62825.5717 | 83768.8159 | 796409.3803 | 2118727.4797 | 7147188.5049 | 4309838.3806 | -416586.0102 | 1827396.4417 | 67785.5793 | 0 | 0 | 520769.3308 | #REF! | #REF! | #REF! | #REF! | #REF! | #REF! | #REF! | #REF!
2037 | -1250000 | 992709.6553 | -3985.2906 | 1787606.0452 | 1704330.3002 | 1312383.6104 | 473155.7512 | 324587.4133 | 145589.2576 | 4945.5307 | 0 | 62508.3336 | 84187.66 | 800391.4272 | 2186589.5144 | 7443737.75 | 4359891.7509 | -422460.4921 | 1836974.9144 | 68124.5072 | 0 | 0 | 522742.5041 | #REF! | #REF! | #REF! | #REF! | #REF! | #REF! | #REF! | #REF!
2038 | -1250000 | 998673.2035 | -3900.0971 | 1794994.4801 | 1712182.5342 | 1317304.7734 | 479789.3008 | 326210.3504 | 146317.2039 | 4970.2584 | 0 | 62192.6079 | 84608.5983 | 804393.3843 | 2255111.0538 | 7742726.0561 | 4410195.3882 | -428383.3043 | 1934899.3798 | 68465.1297 | 0 | 0 | 524718.6264 | #REF! | #REF! | #REF! | #REF! | #REF! | #REF! | #REF! | #REF!
2039 | -1250000 | 1004666.5696 | -3814.4776 | 1802419.8573 | 1720074.0295 | 1322250.5422 | 486477.357 | 327841.4021 | 147048.7899 | 4995.1097 | 0 | 61878.547 | 85031.6413 | 808415.3512 | 2324294.9822 | 8044171.3325 | 4460750.5436 | -434354.783 | 1944573.8767 | 68807.4554 | 0 | 0 | 526697.7592 | #REF! | #REF! | #REF! | #REF! | #REF! | #REF! | #REF! | #REF!
2040 | -1250000 | 1010689.9024 | -3728.43 | 1809882.3613 | 1728004.9822 | 1327221.0399 | 493220.299 | 329480.6092 | 147784.0339 | 5020.0852 | 0 | 61566.1087 | 85456.7995 | 812457.428 | 2394144.266 | 8348091.6065 | 4511558.4748 | -440375.267 | 1954296.7461 | 69151.4926 | 0 | 0 | 528679.9618 | #REF! | #REF! | #REF! | #REF! | #REF! | #REF! | #REF! | #REF!
2041 | -1250000 | 1016743.3519 | -3641.9521 | 1817382.1778 | 1735975.5897 | 1332216.3901 | 500018.5085 | 331128.0122 | 148522.954 | 5045.1856 | 0 | 61255.1503 | 85884.0835 | 816519.7151 | 2464661.9525 | 8654505.0242 | 4562620.4456 | -446445.0969 | 1964068.2299 | 69497.2501 | 0 | 0 | 530665.2914 | #REF! | #REF! | #REF! | #REF! | #REF! | #REF! | #REF! | #REF!
2042 | -1250000 | 1022827.0687 | -3555.0419 | 1824919.4934 | 1743986.0502 | 1337236.717 | 506872.3696 | 332783.6523 | 149265.5688 | 5070.4116 | 0 | 60945.8247 | 86313.5039 | 820602.3137 | 2535851.1672 | 8963429.8514 | 4613937.7263 | -452564.6157 | 1973888.571 | 69844.7364 | 0 | 0 | 532653.8036 | #REF! | #REF! | #REF! | #REF! | #REF! | #REF! | #REF! | #REF!
2043 | -1250000 | 1028941.204 | -3467.6971 | 1832494.4956 | 1752036.563 | 1342282.1455 | 513782.2688 | 334447.5705 | 150011.8967 | 5095.7636 | 0 | 60638.0874 | 86745.0714 | 824705.3253 | 2607715.1121 | 9274884.4741 | 4665511.5934 | -458734.1686 | 1983758.0139 | 70193.96 | 0 | 0 | 534645.5519 | #REF! | #REF! | #REF! | #REF! | #REF! | #REF! | #REF! | #REF!
2044 | -1250000 | 1035085.91 | -3379.9156 | 1840107.3728 | 1760127.3283 | 1347352.8012 | 520748.5953 | 336119.8084 | 150761.9561 | 5121.2424 | 0 | 60331.7915 | 87178.7968 | 828828.8519 | 2680257.0642 | 9588887.3996 | 4717343.3298 | -464954.1029 | 1993676.8039 | 70544.9298 | 0 | 0 | 536640.5882 | #REF! | #REF! | #REF! | #REF! | #REF! | #REF! | #REF! | #REF!
2045 | -1250000 | 1041261.3396 | -3291.6951 | 1847758.3144 | 1768258.5475 | 1352448.8102 | 527771.7404 | 337800.4074 | 151515.7659 | 5146.8486 | 0 | 60027.1919 | 87614.6908 | 832972.9962 | 2753480.3733 | 9905457.2567 | 4769434.225 | -471224.7682 | 2003645.188 | 70897.6545 | 0 | 0 | 538638.9626 | #REF! | #REF! | #REF! | #REF! | #REF! | #REF! | #REF! | #REF!
2046 | -1250000 | 1047467.6463 | -3203.0336 | 1855447.5107 | 1776430.4228 | 1357570.2992 | 534852.0983 | 339489.4095 | 152273.3447 | 5172.5829 | 0 | 59724.0393 | 88052.7642 | 837137.8611 | 2827388.4608 | 10224612.797 | 4821785.5746 | -477546.5163 | 2013663.4139 | 71252.1428 | 0 | 0 | 540640.7238 | #REF! | #REF! | #REF! | #REF! | #REF! | #REF! | #REF! | #REF!
2047 | -1250000 | 1053704.9845 | -3113.9288 | 1863175.1529 | 1784643.1575 | 1362717.3956 | 541990.0654 | 341186.8565 | 153034.7115 | 5198.4458 | 0 | 59422.3859 | 88493.028 | 841323.5504 | 2901984.818 | 10546372.8954 | 4874398.6809 | -483919.7013 | 2023731.731 | 71608.4035 | 0 | 0 | 542645.9186 | #REF! | #REF! | #REF! | #REF! | #REF! | #REF! | #REF! | #REF!
2048 | -1250000 | 1059973.5095 | -3024.3784 | 1870941.4334 | 1792896.9559 | 1367890.2276 | 549186.0409 | 342892.7908 | 153799.885 | 5224.438 | 0 | 59122.3871 | 88935.4932 | 845530.1682 | 2977273.0046 | 10870756.5509 | 4927274.8528 | -490344.6794 | 2033850.3896 | 71966.4455 | 0 | 0 | 544654.5925 | #REF! | #REF! | #REF! | #REF! | #REF! | #REF! | #REF! | #REF!
2049 | -1250000 | 1066273.377 | -2934.3803 | 1878746.5453 | 1801192.0232 | 1373088.9237 | 556440.4265 | 344607.2547 | 154568.8845 | 5250.5602 | 0 | 58823.7881 | 89380.1706 | 849757.819 | 3053256.6477 | 11197782.8875 | 4980415.4055 | -496821.8093 | 2044019.6416 | 72326.2777 | 0 | 0 | 546666.7898 | #REF! | #REF! | #REF! | #REF! | #REF! | #REF! | #REF! | #REF!
2050 | -1250000 | 1072604.7439 | -2843.9322 | 1886590.6827 | 1809528.5659 | 1378313.6133 | 563753.6262 | 346330.291 | 155341.7289 | 5276.813 | 0 | 59117.907 | 89827.0715 | 854006.6081 | 3129939.4401 | 11527471.1545 | 5033821.661 | -503351.452 | 2054239.7398 | 72687.9091 | 0 | 0 | 548682.5529 | #REF! | #REF! | #REF! | #REF! | #REF! | #REF! | #REF! | #REF!
| 0 | 0 | 1 | 1 | 1 | 1 | 1 | 0 | 1 | 1 | 1 | 0 | 0 | 1 | 1 | 1 | 0 | 1 | 1 | 1 | 1 | 1 | 1 | 0 | 0 | 0 | 0 | 0 | 0 | 0 | 0
HOME

## CAPEX
| Row offset | 18
| Column offset | 34
CAPEX | GreenPwr1 | GreenPwr2 | Wind | ShortECM | MidECM | LongECM | SteamLineImp | UnitaryChiller | GeoExchange | SolarDHW | WasteReduction | DishStirling | Parabolic | GreenIT | GreenBuild | SpacePlanning | CHP | CoalToNG | CentralChillerExp | RooftopPV | ReducedAir | ReducedAuto | BehaviorChange | 0 | 0 | 0 | 0 | 0 | 0 | 0 | 0
| Green Power Purchase Opt 1 (Partial) | Green Power Purchase (MCCo Reserve Fund) | On-site Wind | Short-term Energy Conservation Measures | Mid-term Energy Conservation Measures | Long-term Energy Conservation Measures | Steam Line Improvements | Unitary Chiller Upgrades | Geo Exchange | Solar DHW | Waste Reduction | Dish Stirling | Parabolic Trough | Green IT | Building Design & Construction Standards | Space Planning & Management | Combined Heat & Power | Coal to Natural Gas Conversion @ Steam Plant | Central Chiller Expansion | Rooftop Solar PV | Reduced Air Travel | Reduced Automobile Reliance Strategies | Behavior Change | #REF! | #REF! | #REF! | #REF! | #REF! | #REF! | #REF! | #REF!
2010 | 0 | 0 | -100000 | 0 | 0 | 0 | 0 | 0 | 0 | 0 | 0 | 0 | 0 | 0 | 0 | 0 | 0 | 0 | 0 | 0 | 0 | 0 | 0 | #REF! | #REF! | #REF! | #REF! | #REF! | #REF! | #REF! | #REF!
2011 | 0 | 0 | 0 | -389653 | 0 | 0 | -600000 | 0 | 0 | -61400 | 0 | 0 | 0 | 0 | -440231.7073 | 0 | 0 | 0 | -600000 | 0 | 0 | 0 | 0 | #REF! | #REF! | #REF! | #REF! | #REF! | #REF! | #REF! | #REF!
2012 | 0 | 0 | 0 | -389653 | 0 | 0 | 0 | -2450000 | -862500 | 0 | 0 | 0 | 0 | -9333.3333 | -2365231.7073 | 0 | 0 | 0 | 0 | 0 | 0 | 0 | 0 | #REF! | #REF! | #REF! | #REF! | #REF! | #REF! | #REF! | #REF!
2013 | 0 | 0 | 0 | -389653 | 0 | 0 | 0 | -2775000 | 0 | 0 | 0 | 0 | 0 | -9333.3333 | -965231.7073 | 0 | 0 | 0 | -982035.3407 | 0 | 0 | 0 | 0 | #REF! | #REF! | #REF! | #REF! | #REF! | #REF! | #REF! | #REF!
2014 | 0 | 0 | 0 | -389653 | 0 | 0 | 0 | -1125000 | -862500 | 0 | 0 | 0 | 0 | -9333.3333 | -440231.7073 | 0 | 0 | 0 | 0 | -4243000 | 0 | 0 | 0 | #REF! | #REF! | #REF! | #REF! | #REF! | #REF! | #REF! | #REF!
2015 | 0 | 0 | 0 | -389653 | 0 | 0 | 0 | 0 | 0 | 0 | 0 | 0 | 0 | 0 | -1840231.7073 | 0 | 0 | 0 | -504630.5143 | 0 | 0 | 0 | 0 | #REF! | #REF! | #REF! | #REF! | #REF! | #REF! | #REF! | #REF!
2016 | 0 | 0 | 0 | 0 | -753244.375 | 0 | 0 | 0 | 0 | 0 | 0 | 0 | 0 | 0 | -440231.7073 | 0 | 0 | 0 | 0 | 0 | 0 | 0 | 0 | #REF! | #REF! | #REF! | #REF! | #REF! | #REF! | #REF! | #REF!
2017 | 0 | 0 | 0 | 0 | -753244.375 | 0 | 0 | 0 | 0 | 0 | 0 | 0 | 0 | 0 | -440231.7073 | 0 | 0 | 0 | 0 | 0 | 0 | 0 | 0 | #REF! | #REF! | #REF! | #REF! | #REF! | #REF! | #REF! | #REF!
2018 | 0 | 0 | 0 | 0 | -753244.375 | 0 | 0 | 0 | 0 | 0 | 0 | 0 | 0 | 0 | -440231.7073 | 0 | 0 | 0 | 0 | 0 | 0 | 0 | 0 | #REF! | #REF! | #REF! | #REF! | #REF! | #REF! | #REF! | #REF!
2019 | 0 | 0 | 0 | 0 | -753244.375 | 0 | 0 | 0 | 0 | 0 | 0 | -3014560 | -7958650 | 0 | -440231.7073 | 0 | 0 | 0 | 0 | 0 | 0 | 0 | 0 | #REF! | #REF! | #REF! | #REF! | #REF! | #REF! | #REF! | #REF!
2020 | 0 | 0 | 0 | 0 | -753244.375 | 0 | 0 | 0 | 0 | 0 | 0 | 0 | 0 | 0 | -440231.7073 | 0 | 0 | 0 | 0 | 0 | 0 | 0 | 0 | #REF! | #REF! | #REF! | #REF! | #REF! | #REF! | #REF! | #REF!
2021 | 0 | 0 | 0 | 0 | -753244.375 | 0 | 0 | 0 | 0 | 0 | 0 | 0 | 0 | 0 | -440231.7073 | 0 | 0 | 0 | 0 | 0 | 0 | 0 | 0 | #REF! | #REF! | #REF! | #REF! | #REF! | #REF! | #REF! | #REF!
2022 | 0 | 0 | 0 | 0 | -753244.375 | 0 | 0 | 0 | 0 | 0 | 0 | 0 | 0 | 0 | -440231.7073 | 0 | 0 | 0 | 0 | 0 | 0 | 0 | 0 | #REF! | #REF! | #REF! | #REF! | #REF! | #REF! | #REF! | #REF!
2023 | 0 | 0 | 0 | 0 | -753244.375 | 0 | 0 | 0 | 0 | 0 | 0 | 0 | 0 | 0 | -440231.7073 | 0 | 0 | 0 | 0 | 0 | 0 | 0 | 0 | #REF! | #REF! | #REF! | #REF! | #REF! | #REF! | #REF! | #REF!
2024 | 0 | 0 | 0 | 0 | 0 | -831862 | 0 | 0 | 0 | 0 | 0 | 0 | 0 | 0 | -440231.7073 | 0 | 0 | 0 | 0 | 0 | 0 | 0 | 0 | #REF! | #REF! | #REF! | #REF! | #REF! | #REF! | #REF! | #REF!
2025 | 0 | 0 | 0 | 0 | 0 | -831862 | 0 | 0 | 0 | 0 | 0 | 0 | 0 | 0 | -440231.7073 | 0 | 0 | 0 | 0 | 0 | 0 | 0 | 0 | #REF! | #REF! | #REF! | #REF! | #REF! | #REF! | #REF! | #REF!
2026 | 0 | 0 | 0 | 0 | 0 | -831862 | 0 | 0 | 0 | 0 | 0 | 0 | 0 | 0 | -440231.7073 | 0 | 0 | 0 | 0 | 0 | 0 | 0 | 0 | #REF! | #REF! | #REF! | #REF! | #REF! | #REF! | #REF! | #REF!
2027 | 0 | 0 | 0 | 0 | 0 | -831862 | 0 | 0 | 0 | 0 | 0 | 0 | 0 | 0 | -440231.7073 | 0 | 0 | 0 | 0 | 0 | 0 | 0 | 0 | #REF! | #REF! | #REF! | #REF! | #REF! | #REF! | #REF! | #REF!
2028 | 0 | 0 | 0 | 0 | 0 | -831862 | 0 | 0 | 0 | 0 | 0 | 0 | 0 | 0 | -440231.7073 | 0 | 0 | 0 | 0 | 0 | 0 | 0 | 0 | #REF! | #REF! | #REF! | #REF! | #REF! | #REF! | #REF! | #REF!
2029 | 0 | 0 | 0 | 0 | 0 | -831862 | 0 | 0 | 0 | 0 | 0 | 0 | 0 | 0 | -440231.7073 | 0 | 0 | 0 | 0 | 0 | 0 | 0 | 0 | #REF! | #REF! | #REF! | #REF! | #REF! | #REF! | #REF! | #REF!
2030 | 0 | 0 | 0 | 0 | 0 | -831862 | 0 | 0 | 0 | 0 | 0 | 0 | 0 | 0 | -440231.7073 | 0 | 0 | 0 | 0 | 0 | 0 | 0 | 0 | #REF! | #REF! | #REF! | #REF! | #REF! | #REF! | #REF! | #REF!
2031 | 0 | 0 | 0 | 0 | 0 | -831862 | 0 | 0 | 0 | 0 | 0 | 0 | 0 | 0 | -440231.7073 | 0 | 0 | 0 | 0 | 0 | 0 | 0 | 0 | #REF! | #REF! | #REF! | #REF! | #REF! | #REF! | #REF! | #REF!
2032 | 0 | 0 | 0 | 0 | 0 | -831862 | 0 | 0 | 0 | 0 | 0 | 0 | 0 | 0 | -440231.7073 | 0 | 0 | 0 | 0 | 0 | 0 | 0 | 0 | #REF! | #REF! | #REF! | #REF! | #REF! | #REF! | #REF! | #REF!
2033 | 0 | 0 | 0 | 0 | 0 | -831862 | 0 | 0 | 0 | 0 | 0 | 0 | 0 | 0 | -440231.7073 | 0 | 0 | 0 | 0 | 0 | 0 | 0 | 0 | #REF! | #REF! | #REF! | #REF! | #REF! | #REF! | #REF! | #REF!
2034 | 0 | 0 | 0 | 0 | 0 | 0 | 0 | 0 | 0 | 0 | 0 | 0 | 0 | 0 | -440231.7073 | 0 | 0 | 0 | 0 | 0 | 0 | 0 | 0 | #REF! | #REF! | #REF! | #REF! | #REF! | #REF! | #REF! | #REF!
2035 | 0 | 0 | 0 | 0 | 0 | 0 | 0 | 0 | 0 | 0 | 0 | 0 | 0 | 0 | -440231.7073 | 0 | 0 | 0 | 0 | 0 | 0 | 0 | 0 | #REF! | #REF! | #REF! | #REF! | #REF! | #REF! | #REF! | #REF!
2036 | 0 | 0 | 0 | 0 | 0 | 0 | -600000 | 0 | 0 | -61400 | 0 | 0 | 0 | 0 | -440231.7073 | 0 | 0 | 0 | 0 | 0 | 0 | 0 | 0 | #REF! | #REF! | #REF! | #REF! | #REF! | #REF! | #REF! | #REF!
2037 | 0 | 0 | 0 | 0 | 0 | 0 | 0 | 0 | 0 | 0 | 0 | 0 | 0 | 0 | -440231.7073 | 0 | 0 | 0 | 0 | 0 | 0 | 0 | 0 | #REF! | #REF! | #REF! | #REF! | #REF! | #REF! | #REF! | #REF!
2038 | 0 | 0 | 0 | 0 | 0 | 0 | 0 | 0 | 0 | 0 | 0 | 0 | 0 | 0 | -440231.7073 | 0 | 0 | 0 | 0 | 0 | 0 | 0 | 0 | #REF! | #REF! | #REF! | #REF! | #REF! | #REF! | #REF! | #REF!
2039 | 0 | 0 | 0 | 0 | 0 | 0 | 0 | 0 | 0 | 0 | 0 | 0 | 0 | 0 | -440231.7073 | 0 | 0 | 0 | 0 | 0 | 0 | 0 | 0 | #REF! | #REF! | #REF! | #REF! | #REF! | #REF! | #REF! | #REF!
2040 | 0 | 0 | 0 | 0 | 0 | 0 | 0 | 0 | 0 | 0 | 0 | 0 | 0 | 0 | -440231.7073 | 0 | 0 | 0 | 0 | 0 | 0 | 0 | 0 | #REF! | #REF! | #REF! | #REF! | #REF! | #REF! | #REF! | #REF!
2041 | 0 | 0 | 0 | 0 | 0 | 0 | 0 | 0 | 0 | 0 | 0 | 0 | 0 | 0 | -440231.7073 | 0 | 0 | 0 | 0 | 0 | 0 | 0 | 0 | #REF! | #REF! | #REF! | #REF! | #REF! | #REF! | #REF! | #REF!
2042 | 0 | 0 | 0 | 0 | 0 | 0 | 0 | 0 | 0 | 0 | 0 | 0 | 0 | 0 | -440231.7073 | 0 | 0 | 0 | 0 | 0 | 0 | 0 | 0 | #REF! | #REF! | #REF! | #REF! | #REF! | #REF! | #REF! | #REF!
2043 | 0 | 0 | 0 | 0 | 0 | 0 | 0 | 0 | 0 | 0 | 0 | 0 | 0 | 0 | -440231.7073 | 0 | 0 | 0 | 0 | 0 | 0 | 0 | 0 | #REF! | #REF! | #REF! | #REF! | #REF! | #REF! | #REF! | #REF!
2044 | 0 | 0 | 0 | 0 | 0 | 0 | 0 | 0 | 0 | 0 | 0 | 0 | 0 | 0 | -440231.7073 | 0 | 0 | 0 | 0 | 0 | 0 | 0 | 0 | #REF! | #REF! | #REF! | #REF! | #REF! | #REF! | #REF! | #REF!
2045 | 0 | 0 | 0 | 0 | 0 | 0 | 0 | 0 | 0 | 0 | 0 | 0 | 0 | 0 | -440231.7073 | 0 | 0 | 0 | 0 | 0 | 0 | 0 | 0 | #REF! | #REF! | #REF! | #REF! | #REF! | #REF! | #REF! | #REF!
2046 | 0 | 0 | 0 | 0 | 0 | 0 | 0 | 0 | 0 | 0 | 0 | 0 | 0 | 0 | -440231.7073 | 0 | 0 | 0 | 0 | 0 | 0 | 0 | 0 | #REF! | #REF! | #REF! | #REF! | #REF! | #REF! | #REF! | #REF!
2047 | 0 | 0 | 0 | 0 | 0 | 0 | 0 | 0 | 0 | 0 | 0 | 0 | 0 | 0 | -440231.7073 | 0 | 0 | 0 | 0 | 0 | 0 | 0 | 0 | #REF! | #REF! | #REF! | #REF! | #REF! | #REF! | #REF! | #REF!
2048 | 0 | 0 | 0 | 0 | 0 | 0 | 0 | 0 | 0 | 0 | 0 | 0 | 0 | 0 | -440231.7073 | 0 | 0 | 0 | 0 | 0 | 0 | 0 | 0 | #REF! | #REF! | #REF! | #REF! | #REF! | #REF! | #REF! | #REF!
2049 | 0 | 0 | 0 | 0 | 0 | 0 | 0 | 0 | 0 | 0 | 0 | 0 | 0 | 0 | -440231.7073 | 0 | 0 | 0 | 0 | 0 | 0 | 0 | 0 | #REF! | #REF! | #REF! | #REF! | #REF! | #REF! | #REF! | #REF!
2050 | 0 | 0 | 0 | 0 | 0 | 0 | 0 | 0 | 0 | 0 | 0 | 0 | 0 | 0 | -440231.7073 | 0 | 0 | 0 | 0 | 0 | 0 | 0 | 0 | #REF! | #REF! | #REF! | #REF! | #REF! | #REF! | #REF! | #REF!
| 0 | 0 | 1 | 1 | 1 | 1 | 1 | 0 | 1 | 1 | 1 | 0 | 0 | 1 | 1 | 1 | 0 | 1 | 1 | 1 | 1 | 1 | 1 | 0 | 0 | 0 | 0 | 0 | 0 | 0 | 0
HOME

## AvoidedCAPEX
| Row offset | 18
| Column offset | 33
CAPEX | GreenPwr1 | GreenPwr2 | Wind | ShortECM | MidECM | LongECM | SteamLineImp | UnitaryChiller | GeoExchange | SolarDHW | WasteReduction | DishStirling | Parabolic | GreenIT | GreenBuild | SpacePlanning | CHP | CoalToNG | CentralChillerExp | RooftopPV | ReducedAir | ReducedAuto | BehaviorChange | 0 | 0 | 0 | 0 | 0 | 0 | 0 | 0
| Green Power Purchase Opt 1 (Partial) | Green Power Purchase (MCCo Reserve Fund) | On-site Wind | Short-term Energy Conservation Measures | Mid-term Energy Conservation Measures | Long-term Energy Conservation Measures | Steam Line Improvements | Unitary Chiller Upgrades | Geo Exchange | Solar DHW | Waste Reduction | Dish Stirling | Parabolic Trough | Green IT | Building Design & Construction Standards | Space Planning & Management | Combined Heat & Power | Coal to Natural Gas Conversion @ Steam Plant | Central Chiller Expansion | Rooftop Solar PV | Reduced Air Travel | Reduced Automobile Reliance Strategies | Behavior Change | #REF! | #REF! | #REF! | #REF! | #REF! | #REF! | #REF! | #REF!
2010 | 0 | 0 | 0 | 0 | 0 | 0 | 0 | 0 | 0 | 0 | 0 | 0 | 0 | 0 | 0 | 0 | 0 | 0 | 0 | 0 | 0 | 0 | 0 | #REF! | #REF! | #REF! | #REF! | #REF! | #REF! | #REF! | #REF!
2011 | 0 | 0 | 0 | 0 | 0 | 0 | 0 | 0 | 0 | 0 | 0 | 0 | 0 | 0 | 0 | 25224484.2374 | 0 | 0 | 0 | 0 | 0 | 0 | 0 | #REF! | #REF! | #REF! | #REF! | #REF! | #REF! | #REF! | #REF!
2012 | 0 | 0 | 0 | 0 | 0 | 0 | 0 | 0 | 0 | 0 | 0 | 0 | 0 | 0 | 0 | 25224484.2374 | 0 | 0 | 0 | 0 | 0 | 0 | 0 | #REF! | #REF! | #REF! | #REF! | #REF! | #REF! | #REF! | #REF!
2013 | 0 | 0 | 0 | 0 | 0 | 0 | 0 | 0 | 0 | 0 | 0 | 0 | 0 | 0 | 0 | 25224484.2374 | 0 | 0 | 0 | 0 | 0 | 0 | 0 | #REF! | #REF! | #REF! | #REF! | #REF! | #REF! | #REF! | #REF!
2014 | 0 | 0 | 0 | 0 | 0 | 0 | 0 | 0 | 0 | 0 | 0 | 0 | 0 | 0 | 0 | 25224484.2374 | 0 | 0 | 550000 | 0 | 0 | 0 | 0 | #REF! | #REF! | #REF! | #REF! | #REF! | #REF! | #REF! | #REF!
2015 | 0 | 0 | 0 | 0 | 0 | 0 | 0 | 0 | 0 | 0 | 0 | 0 | 0 | 0 | 0 | 25224484.2374 | 0 | 0 | 550000 | 0 | 0 | 0 | 0 | #REF! | #REF! | #REF! | #REF! | #REF! | #REF! | #REF! | #REF!
2016 | 0 | 0 | 0 | 0 | 0 | 0 | 0 | 0 | 0 | 0 | 0 | 0 | 0 | 0 | 0 | 25224484.2374 | 0 | 0 | 550000 | 0 | 0 | 0 | 0 | #REF! | #REF! | #REF! | #REF! | #REF! | #REF! | #REF! | #REF!
2017 | 0 | 0 | 0 | 0 | 0 | 0 | 0 | 0 | 0 | 0 | 0 | 0 | 0 | 0 | 0 | 25224484.2374 | 0 | 0 | 550000 | 0 | 0 | 0 | 0 | #REF! | #REF! | #REF! | #REF! | #REF! | #REF! | #REF! | #REF!
2018 | 0 | 0 | 0 | 0 | 0 | 0 | 0 | 0 | 0 | 0 | 0 | 0 | 0 | 0 | 0 | 25224484.2374 | 0 | 0 | 550000 | 0 | 0 | 0 | 0 | #REF! | #REF! | #REF! | #REF! | #REF! | #REF! | #REF! | #REF!
2019 | 0 | 0 | 0 | 0 | 0 | 0 | 0 | 0 | 0 | 0 | 0 | 0 | 0 | 0 | 0 | 25224484.2374 | 0 | 0 | 550000 | 0 | 0 | 0 | 0 | #REF! | #REF! | #REF! | #REF! | #REF! | #REF! | #REF! | #REF!
2020 | 0 | 0 | 0 | 0 | 0 | 0 | 0 | 0 | 0 | 0 | 0 | 0 | 0 | 0 | 0 | 25224484.2374 | 0 | 0 | 550000 | 0 | 0 | 0 | 0 | #REF! | #REF! | #REF! | #REF! | #REF! | #REF! | #REF! | #REF!
2021 | 0 | 0 | 0 | 0 | 0 | 0 | 0 | 0 | 0 | 0 | 0 | 0 | 0 | 0 | 0 | 25224484.2374 | 0 | 0 | 550000 | 0 | 0 | 0 | 0 | #REF! | #REF! | #REF! | #REF! | #REF! | #REF! | #REF! | #REF!
2022 | 0 | 0 | 0 | 0 | 0 | 0 | 0 | 0 | 0 | 0 | 0 | 0 | 0 | 0 | 0 | 25224484.2374 | 0 | 0 | 550000 | 0 | 0 | 0 | 0 | #REF! | #REF! | #REF! | #REF! | #REF! | #REF! | #REF! | #REF!
2023 | 0 | 0 | 0 | 0 | 0 | 0 | 0 | 0 | 0 | 0 | 0 | 0 | 0 | 0 | 0 | 25224484.2374 | 0 | 0 | 550000 | 0 | 0 | 0 | 0 | #REF! | #REF! | #REF! | #REF! | #REF! | #REF! | #REF! | #REF!
2024 | 0 | 0 | 0 | 0 | 0 | 0 | 0 | 0 | 0 | 0 | 0 | 0 | 0 | 0 | 0 | 25224484.2374 | 0 | 0 | 550000 | 0 | 0 | 0 | 0 | #REF! | #REF! | #REF! | #REF! | #REF! | #REF! | #REF! | #REF!
2025 | 0 | 0 | 0 | 0 | 0 | 0 | 0 | 0 | 0 | 0 | 0 | 0 | 0 | 0 | 0 | 25224484.2374 | 0 | 0 | 550000 | 0 | 0 | 0 | 0 | #REF! | #REF! | #REF! | #REF! | #REF! | #REF! | #REF! | #REF!
2026 | 0 | 0 | 0 | 0 | 0 | 0 | 0 | 0 | 0 | 0 | 0 | 0 | 0 | 0 | 0 | 25224484.2374 | 0 | 0 | 550000 | 0 | 0 | 0 | 0 | #REF! | #REF! | #REF! | #REF! | #REF! | #REF! | #REF! | #REF!
2027 | 0 | 0 | 0 | 0 | 0 | 0 | 0 | 0 | 0 | 0 | 0 | 0 | 0 | 0 | 0 | 25224484.2374 | 0 | 0 | 550000 | 0 | 0 | 0 | 0 | #REF! | #REF! | #REF! | #REF! | #REF! | #REF! | #REF! | #REF!
2028 | 0 | 0 | 0 | 0 | 0 | 0 | 0 | 0 | 0 | 0 | 0 | 0 | 0 | 0 | 0 | 25224484.2374 | 0 | 0 | 550000 | 0 | 0 | 0 | 0 | #REF! | #REF! | #REF! | #REF! | #REF! | #REF! | #REF! | #REF!
2029 | 0 | 0 | 0 | 0 | 0 | 0 | 0 | 0 | 0 | 0 | 0 | 0 | 0 | 0 | 0 | 25224484.2374 | 0 | 0 | 550000 | 0 | 0 | 0 | 0 | #REF! | #REF! | #REF! | #REF! | #REF! | #REF! | #REF! | #REF!
2030 | 0 | 0 | 0 | 0 | 0 | 0 | 0 | 0 | 0 | 0 | 0 | 0 | 0 | 0 | 0 | 25224484.2374 | 0 | 0 | 550000 | 0 | 0 | 0 | 0 | #REF! | #REF! | #REF! | #REF! | #REF! | #REF! | #REF! | #REF!
2031 | 0 | 0 | 0 | 0 | 0 | 0 | 0 | 0 | 0 | 0 | 0 | 0 | 0 | 0 | 0 | 25224484.2374 | 0 | 0 | 550000 | 0 | 0 | 0 | 0 | #REF! | #REF! | #REF! | #REF! | #REF! | #REF! | #REF! | #REF!
2032 | 0 | 0 | 0 | 0 | 0 | 0 | 0 | 0 | 0 | 0 | 0 | 0 | 0 | 0 | 0 | 25224484.2374 | 0 | 0 | 550000 | 0 | 0 | 0 | 0 | #REF! | #REF! | #REF! | #REF! | #REF! | #REF! | #REF! | #REF!
2033 | 0 | 0 | 0 | 0 | 0 | 0 | 0 | 0 | 0 | 0 | 0 | 0 | 0 | 0 | 0 | 25224484.2374 | 0 | 0 | 550000 | 0 | 0 | 0 | 0 | #REF! | #REF! | #REF! | #REF! | #REF! | #REF! | #REF! | #REF!
2034 | 0 | 0 | 0 | 0 | 0 | 0 | 0 | 0 | 0 | 0 | 0 | 0 | 0 | 0 | 0 | 25224484.2374 | 0 | 0 | 0 | 0 | 0 | 0 | 0 | #REF! | #REF! | #REF! | #REF! | #REF! | #REF! | #REF! | #REF!
2035 | 0 | 0 | 0 | 0 | 0 | 0 | 0 | 0 | 0 | 0 | 0 | 0 | 0 | 0 | 0 | 25224484.2374 | 0 | 0 | 0 | 0 | 0 | 0 | 0 | #REF! | #REF! | #REF! | #REF! | #REF! | #REF! | #REF! | #REF!
2036 | 0 | 0 | 0 | 0 | 0 | 0 | 0 | 0 | 0 | 0 | 0 | 0 | 0 | 0 | 0 | 25224484.2374 | 0 | 0 | 0 | 0 | 0 | 0 | 0 | #REF! | #REF! | #REF! | #REF! | #REF! | #REF! | #REF! | #REF!
2037 | 0 | 0 | 0 | 0 | 0 | 0 | 0 | 0 | 0 | 0 | 0 | 0 | 0 | 0 | 0 | 25224484.2374 | 0 | 0 | 0 | 0 | 0 | 0 | 0 | #REF! | #REF! | #REF! | #REF! | #REF! | #REF! | #REF! | #REF!
2038 | 0 | 0 | 0 | 0 | 0 | 0 | 0 | 0 | 0 | 0 | 0 | 0 | 0 | 0 | 0 | 25224484.2374 | 0 | 0 | 0 | 0 | 0 | 0 | 0 | #REF! | #REF! | #REF! | #REF! | #REF! | #REF! | #REF! | #REF!
2039 | 0 | 0 | 0 | 0 | 0 | 0 | 0 | 0 | 0 | 0 | 0 | 0 | 0 | 0 | 0 | 25224484.2374 | 0 | 0 | 0 | 0 | 0 | 0 | 0 | #REF! | #REF! | #REF! | #REF! | #REF! | #REF! | #REF! | #REF!
2040 | 0 | 0 | 0 | 0 | 0 | 0 | 0 | 0 | 0 | 0 | 0 | 0 | 0 | 0 | 0 | 25224484.2374 | 0 | 0 | 0 | 0 | 0 | 0 | 0 | #REF! | #REF! | #REF! | #REF! | #REF! | #REF! | #REF! | #REF!
2041 | 0 | 0 | 0 | 0 | 0 | 0 | 0 | 0 | 0 | 0 | 0 | 0 | 0 | 0 | 0 | 25224484.2374 | 0 | 0 | 0 | 0 | 0 | 0 | 0 | #REF! | #REF! | #REF! | #REF! | #REF! | #REF! | #REF! | #REF!
2042 | 0 | 0 | 0 | 0 | 0 | 0 | 0 | 0 | 0 | 0 | 0 | 0 | 0 | 0 | 0 | 25224484.2374 | 0 | 0 | 0 | 0 | 0 | 0 | 0 | #REF! | #REF! | #REF! | #REF! | #REF! | #REF! | #REF! | #REF!
2043 | 0 | 0 | 0 | 0 | 0 | 0 | 0 | 0 | 0 | 0 | 0 | 0 | 0 | 0 | 0 | 25224484.2374 | 0 | 0 | 0 | 0 | 0 | 0 | 0 | #REF! | #REF! | #REF! | #REF! | #REF! | #REF! | #REF! | #REF!
2044 | 0 | 0 | 0 | 0 | 0 | 0 | 0 | 0 | 0 | 0 | 0 | 0 | 0 | 0 | 0 | 25224484.2374 | 0 | 0 | 0 | 0 | 0 | 0 | 0 | #REF! | #REF! | #REF! | #REF! | #REF! | #REF! | #REF! | #REF!
2045 | 0 | 0 | 0 | 0 | 0 | 0 | 0 | 0 | 0 | 0 | 0 | 0 | 0 | 0 | 0 | 25224484.2374 | 0 | 0 | 0 | 0 | 0 | 0 | 0 | #REF! | #REF! | #REF! | #REF! | #REF! | #REF! | #REF! | #REF!
2046 | 0 | 0 | 0 | 0 | 0 | 0 | 0 | 0 | 0 | 0 | 0 | 0 | 0 | 0 | 0 | 25224484.2374 | 0 | 0 | 0 | 0 | 0 | 0 | 0 | #REF! | #REF! | #REF! | #REF! | #REF! | #REF! | #REF! | #REF!
2047 | 0 | 0 | 0 | 0 | 0 | 0 | 0 | 0 | 0 | 0 | 0 | 0 | 0 | 0 | 0 | 25224484.2374 | 0 | 0 | 0 | 0 | 0 | 0 | 0 | #REF! | #REF! | #REF! | #REF! | #REF! | #REF! | #REF! | #REF!
2048 | 0 | 0 | 0 | 0 | 0 | 0 | 0 | 0 | 0 | 0 | 0 | 0 | 0 | 0 | 0 | 25224484.2374 | 0 | 0 | 0 | 0 | 0 | 0 | 0 | #REF! | #REF! | #REF! | #REF! | #REF! | #REF! | #REF! | #REF!
2049 | 0 | 0 | 0 | 0 | 0 | 0 | 0 | 0 | 0 | 0 | 0 | 0 | 0 | 0 | 0 | 25224484.2374 | 0 | 0 | 0 | 0 | 0 | 0 | 0 | #REF! | #REF! | #REF! | #REF! | #REF! | #REF! | #REF! | #REF!
2050 | 0 | 0 | 0 | 0 | 0 | 0 | 0 | 0 | 0 | 0 | 0 | 0 | 0 | 0 | 0 | 25224484.2374 | 0 | 0 | 0 | 0 | 0 | 0 | 0 | #REF! | #REF! | #REF! | #REF! | #REF! | #REF! | #REF! | #REF!
| 0 | 0 | 1 | 1 | 1 | 1 | 1 | 0 | 1 | 1 | 1 | 0 | 0 | 1 | 1 | 1 | 0 | 1 | 1 | 1 | 1 | 1 | 1 | 0 | 0 | 0 | 0 | 0 | 0 | 0 | 0
HOME

## OPEX
| Row offset | 18
| Column offset | 38
OPEX | GreenPwr1 | GreenPwr2 | Wind | ShortECM | MidECM | LongECM | SteamLineImp | UnitaryChiller | GeoExchange | SolarDHW | WasteReduction | DishStirling | Parabolic | GreenIT | GreenBuild | SpacePlanning | CHP | CoalToNG | CentralChillerExp | RooftopPV | ReducedAir | ReducedAuto | BehaviorChange | 0 | 0 | 0 | 0 | 0 | 0 | 0 | 0 | 0
| Green Power Purchase Opt 1 (Partial) | Green Power Purchase (MCCo Reserve Fund) | On-site Wind | Short-term Energy Conservation Measures | Mid-term Energy Conservation Measures | Long-term Energy Conservation Measures | Steam Line Improvements | Unitary Chiller Upgrades | Geo Exchange | Solar DHW | Waste Reduction | Dish Stirling | Parabolic Trough | Green IT | Building Design & Construction Standards | Space Planning & Management | Combined Heat & Power | Coal to Natural Gas Conversion @ Steam Plant | Central Chiller Expansion | Rooftop Solar PV | Reduced Air Travel | Reduced Automobile Reliance Strategies | Behavior Change | #REF! | #REF! | #REF! | #REF! | #REF! | #REF! | #REF! | #REF! | #REF!
2010 | 0 | 0 | 0 | 0 | 0 | 0 | 0 | 0 | 0 | 0 | 0 | 0 | 0 | 0 | 0 | 0 | 0 | 0 | 0 | 0 | 0 | 0 | 0 | #REF! | #REF! | #REF! | #REF! | #REF! | #REF! | #REF! | #REF! | #REF!
2011 | 0 | -642763.1757 | 0 | 0 | 0 | 0 | 0 | 0 | 0 | 0 | 0 | 0 | 0 | 0 | -100000 | 109357.3442 | 0 | 0 | 0 | 0 | 123606.7769 | 0 | 0 | #REF! | #REF! | #REF! | #REF! | #REF! | #REF! | #REF! | #REF!
2012 | 0 | -650646.3037 | 0 | 0 | 0 | 0 | 0 | 0 | 0 | 0 | 3148 | 0 | 0 | -7000 | 0 | 614036.0163 | 0 | 0 | 0 | 0 | 124003.004 | -102475 | -100000 | #REF! | #REF! | #REF! | #REF! | #REF! | #REF! | #REF! | #REF!
2013 | 0 | -719126.8399 | 0 | 0 | 0 | 0 | 0 | 0 | -15000 | 0 | 3148 | 0 | 0 | -14000 | 0 | 818714.6884 | 0 | 0 | 0 | 0 | 124307.0398 | -104950 | -100000 | #REF! | #REF! | #REF! | #REF! | #REF! | #REF! | #REF! | #REF!
2014 | 0 | -729900.1701 | 0 | 0 | 0 | 0 | 0 | 0 | -15000 | 0 | 3148 | 0 | 0 | -21000 | 0 | 1023393.3605 | 0 | 0 | 0 | 0 | 124563.3538 | -107425 | -100000 | #REF! | #REF! | #REF! | #REF! | #REF! | #REF! | #REF! | #REF!
2015 | 0 | -737783.2981 | 0 | 0 | 0 | 0 | 0 | 0 | -30000 | 0 | 3148 | 0 | 0 | -21000 | 0 | 1228072.0326 | 0 | 0 | 0 | 0 | 124789.1709 | -109900 | -100000 | #REF! | #REF! | #REF! | #REF! | #REF! | #REF! | #REF! | #REF!
2016 | 0 | -803373.6321 | 0 | 0 | 0 | 0 | 0 | 0 | -30000 | 0 | 3148 | 0 | 0 | -21000 | 0 | 1432750.7047 | -1970858.801 | 0 | 0 | 0 | 187489.9879 | -112375 | -100000 | #REF! | #REF! | #REF! | #REF! | #REF! | #REF! | #REF! | #REF!
2017 | 0 | -811256.7601 | 0 | 0 | 0 | 0 | 0 | 0 | -30000 | 0 | 3148 | 0 | 0 | -21000 | 0 | 1637429.3768 | -1970858.801 | 0 | 0 | 0 | 187771.5968 | -164850 | -50000 | #REF! | #REF! | #REF! | #REF! | #REF! | #REF! | #REF! | #REF!
2018 | 0 | -869139.8881 | 0 | 0 | 0 | 0 | 0 | 0 | -30000 | 0 | 3148 | 0 | 0 | -21000 | 0 | 1842108.0489 | -1970858.801 | 0 | 0 | 0 | 188033.712 | -167325 | -50000 | #REF! | #REF! | #REF! | #REF! | #REF! | #REF! | #REF! | #REF!
2019 | 0 | -877023.0161 | 0 | 0 | 0 | 0 | 0 | 0 | -30000 | 0 | 3148 | 0 | 0 | -21000 | 0 | 2046786.721 | -1970858.801 | 0 | 0 | 0 | 188279.896 | -169800 | -50000 | #REF! | #REF! | #REF! | #REF! | #REF! | #REF! | #REF! | #REF!
2020 | 0 | -934906.1441 | 0 | 0 | 0 | 0 | 0 | 0 | -30000 | 0 | 3148 | -140970.62 | -104690.24 | -21000 | 0 | 2251465.3931 | -1970858.801 | 0 | 0 | 0 | 188512.7426 | -172275 | -50000 | #REF! | #REF! | #REF! | #REF! | #REF! | #REF! | #REF! | #REF!
2021 | 0 | -200000 | 0 | 0 | 0 | 0 | 0 | 0 | -30000 | 0 | 3148 | -144489.42 | -107307.5 | -21000 | 0 | 2456144.0652 | -1970858.801 | 0 | 0 | 0 | 188734.2099 | -174750 | -50000 | #REF! | #REF! | #REF! | #REF! | #REF! | #REF! | #REF! | #REF!
2022 | 0 | -200000 | 0 | 0 | 0 | 0 | 0 | 0 | -30000 | 0 | 3148 | -148096.1 | -109990.19 | -21000 | 0 | 2660822.7373 | -1970858.801 | 0 | 0 | 0 | 188945.8193 | -174750 | -50000 | #REF! | #REF! | #REF! | #REF! | #REF! | #REF! | #REF! | #REF!
2023 | 0 | -200000 | 0 | 0 | 0 | 0 | 0 | 0 | -30000 | 0 | 3148 | -151792.87 | -112739.94 | -21000 | 0 | 2865501.4094 | -1970858.801 | 0 | 0 | 0 | 189148.7805 | -174750 | -50000 | #REF! | #REF! | #REF! | #REF! | #REF! | #REF! | #REF! | #REF!
2024 | 0 | -200000 | 0 | 0 | 0 | 0 | 0 | 0 | -30000 | 0 | 3148 | -155581.98 | -115558.44 | -21000 | 0 | 3070180.0815 | -1970858.801 | 0 | 0 | 0 | 189344.0745 | -174750 | -50000 | #REF! | #REF! | #REF! | #REF! | #REF! | #REF! | #REF! | #REF!
2025 | 0 | -200000 | 0 | 0 | 0 | 0 | 0 | 0 | -30000 | 0 | 3148 | -159465.72 | -118447.4 | -21000 | 0 | 3274858.7536 | -1970858.801 | 0 | 0 | 0 | 189532.5095 | -174750 | -50000 | #REF! | #REF! | #REF! | #REF! | #REF! | #REF! | #REF! | #REF!
2026 | 0 | -200000 | 0 | 0 | 0 | 0 | 0 | 0 | -30000 | 0 | 3148 | -163446.48 | -121408.59 | -21000 | 0 | 3479537.4257 | -1970858.801 | 0 | 0 | 0 | 189714.7613 | -174750 | -50000 | #REF! | #REF! | #REF! | #REF! | #REF! | #REF! | #REF! | #REF!
2027 | 0 | -200000 | 0 | 0 | 0 | 0 | 0 | 0 | -30000 | 0 | 3148 | -167526.67 | -124443.8 | -21000 | 0 | 3684216.0978 | -1970858.801 | 0 | 0 | 0 | 189891.4013 | -174750 | -50000 | #REF! | #REF! | #REF! | #REF! | #REF! | #REF! | #REF! | #REF!
2028 | 0 | -200000 | 0 | 0 | 0 | 0 | 0 | 0 | -30000 | 0 | 3148 | -171708.77 | -127554.9 | -21000 | 0 | 3888894.7699 | -1970858.801 | 0 | 0 | 0 | 190062.918 | -174750 | -50000 | #REF! | #REF! | #REF! | #REF! | #REF! | #REF! | #REF! | #REF!
2029 | 0 | -200000 | 0 | 0 | 0 | 0 | 0 | 0 | -30000 | 0 | 3148 | -175995.34 | -130743.77 | -21000 | 0 | 4093573.442 | -1970858.801 | 0 | 0 | 0 | 190229.733 | -174750 | -50000 | #REF! | #REF! | #REF! | #REF! | #REF! | #REF! | #REF! | #REF!
2030 | 0 | -200000 | 0 | 0 | 0 | 0 | 0 | 0 | -30000 | 0 | 3148 | -180388.99 | -134012.36 | -21000 | 0 | 4298252.1141 | -1970858.801 | 0 | 0 | 0 | 190392.2128 | -174750 | -50000 | #REF! | #REF! | #REF! | #REF! | #REF! | #REF! | #REF! | #REF!
2031 | 0 | -200000 | 0 | 0 | 0 | 0 | 0 | 0 | -30000 | 0 | 3148 | -184892.38 | -137362.67 | -21000 | 0 | 4502930.7862 | -1970858.801 | 0 | 0 | 0 | 190550.679 | -174750 | -50000 | #REF! | #REF! | #REF! | #REF! | #REF! | #REF! | #REF! | #REF!
2032 | 0 | -200000 | 0 | 0 | 0 | 0 | 0 | 0 | -30000 | 0 | 3148 | -189508.26 | -140796.74 | -21000 | 0 | 4707609.4583 | -1970858.801 | 0 | 0 | 0 | 190705.415 | -174750 | -50000 | #REF! | #REF! | #REF! | #REF! | #REF! | #REF! | #REF! | #REF!
2033 | 0 | -200000 | 0 | 0 | 0 | 0 | 0 | 0 | -30000 | 0 | 3148 | -194239.44 | -144316.66 | -21000 | 0 | 4912288.1304 | -1970858.801 | 0 | 0 | 0 | 190856.6724 | -174750 | -50000 | #REF! | #REF! | #REF! | #REF! | #REF! | #REF! | #REF! | #REF!
2034 | 0 | -200000 | 0 | 0 | 0 | 0 | 0 | 0 | -30000 | 0 | 3148 | -199088.81 | -147924.57 | -21000 | 0 | 5116966.8024 | -1970858.801 | 0 | 0 | 0 | 191004.6758 | -174750 | -50000 | #REF! | #REF! | #REF! | #REF! | #REF! | #REF! | #REF! | #REF!
2035 | 0 | -200000 | 0 | 0 | 0 | 0 | 0 | 0 | -30000 | 0 | 3148 | -204059.32 | -151622.69 | -21000 | 0 | 5321645.4745 | -1970858.801 | 0 | 0 | 0 | 191149.6267 | -174750 | -50000 | #REF! | #REF! | #REF! | #REF! | #REF! | #REF! | #REF! | #REF!
2036 | 0 | -200000 | 0 | 0 | 0 | 0 | 0 | 0 | -30000 | 0 | 3148 | -209153.98 | -155413.25 | -21000 | 0 | 5526324.1466 | -811008.7182 | 0 | 0 | 0 | 191291.7063 | -174750 | -50000 | #REF! | #REF! | #REF! | #REF! | #REF! | #REF! | #REF! | #REF!
2037 | 0 | -200000 | 0 | 0 | 0 | 0 | 0 | 0 | -30000 | 0 | 3148 | -214375.92 | -159298.59 | -21000 | 0 | 5731002.8187 | -811008.7182 | 0 | 0 | 0 | 191431.079 | -174750 | -50000 | #REF! | #REF! | #REF! | #REF! | #REF! | #REF! | #REF! | #REF!
2038 | 0 | -200000 | 0 | 0 | 0 | 0 | 0 | 0 | -30000 | 0 | 3148 | -219728.3 | -163281.05 | -21000 | 0 | 5935681.4908 | -811008.7182 | 0 | 0 | 0 | 191567.8937 | -174750 | -50000 | #REF! | #REF! | #REF! | #REF! | #REF! | #REF! | #REF! | #REF!
2039 | 0 | -200000 | 0 | 0 | 0 | 0 | 0 | 0 | -30000 | 0 | 3148 | -225214.39 | -167363.08 | -21000 | 0 | 6140360.1629 | -811008.7182 | 0 | 0 | 0 | 191702.2863 | -174750 | -50000 | #REF! | #REF! | #REF! | #REF! | #REF! | #REF! | #REF! | #REF!
2040 | 0 | -200000 | 0 | 0 | 0 | 0 | 0 | 0 | -30000 | 0 | 3148 | -230837.52 | -171547.15 | -21000 | 0 | 6345038.835 | -811008.7182 | 0 | 0 | 0 | 191834.3811 | -174750 | -50000 | #REF! | #REF! | #REF! | #REF! | #REF! | #REF! | #REF! | #REF!
2041 | 0 | -200000 | 0 | 0 | 0 | 0 | 0 | 0 | -30000 | 0 | 3148 | -236601.13 | -175835.83 | -21000 | 0 | 6549717.5071 | -811008.7182 | 0 | 0 | 0 | 191964.2921 | -174750 | -50000 | #REF! | #REF! | #REF! | #REF! | #REF! | #REF! | #REF! | #REF!
2042 | 0 | -200000 | 0 | 0 | 0 | 0 | 0 | 0 | -30000 | 0 | 3148 | -242508.71 | -180231.73 | -21000 | 0 | 6754396.1792 | -811008.7182 | 0 | 0 | 0 | 192092.1241 | -174750 | -50000 | #REF! | #REF! | #REF! | #REF! | #REF! | #REF! | #REF! | #REF!
2043 | 0 | -200000 | 0 | 0 | 0 | 0 | 0 | 0 | -30000 | 0 | 3148 | -248563.88 | -184737.52 | -21000 | 0 | 6959074.8513 | -811008.7182 | 0 | 0 | 0 | 192217.9738 | -174750 | -50000 | #REF! | #REF! | #REF! | #REF! | #REF! | #REF! | #REF! | #REF!
2044 | 0 | -200000 | 0 | 0 | 0 | 0 | 0 | 0 | -30000 | 0 | 3148 | -254770.32 | -189355.96 | -21000 | 0 | 7163753.5234 | -811008.7182 | 0 | 0 | 0 | 192341.9307 | -174750 | -50000 | #REF! | #REF! | #REF! | #REF! | #REF! | #REF! | #REF! | #REF!
2045 | 0 | -200000 | 0 | 0 | 0 | 0 | 0 | 0 | -30000 | 0 | 3148 | -261131.8 | -194089.86 | -21000 | 0 | 7368432.1955 | -811008.7182 | 0 | 0 | 0 | 192464.0778 | -174750 | -50000 | #REF! | #REF! | #REF! | #REF! | #REF! | #REF! | #REF! | #REF!
2046 | 0 | -200000 | 0 | 0 | 0 | 0 | 0 | 0 | -30000 | 0 | 3148 | -267652.21 | -198942.11 | -21000 | 0 | 7573110.8676 | -811008.7182 | 0 | 0 | 0 | 192584.492 | -174750 | -50000 | #REF! | #REF! | #REF! | #REF! | #REF! | #REF! | #REF! | #REF!
2047 | 0 | -200000 | 0 | 0 | 0 | 0 | 0 | 0 | -30000 | 0 | 3148 | -274335.51 | -203915.66 | -21000 | 0 | 7777789.5397 | -811008.7182 | 0 | 0 | 0 | 192703.2451 | -174750 | -50000 | #REF! | #REF! | #REF! | #REF! | #REF! | #REF! | #REF! | #REF!
2048 | 0 | -200000 | 0 | 0 | 0 | 0 | 0 | 0 | -30000 | 0 | 3148 | -281185.77 | -209013.55 | -21000 | 0 | 7982468.2118 | -811008.7182 | 0 | 0 | 0 | 192820.4039 | -174750 | -50000 | #REF! | #REF! | #REF! | #REF! | #REF! | #REF! | #REF! | #REF!
2049 | 0 | -200000 | 0 | 0 | 0 | 0 | 0 | 0 | -30000 | 0 | 3148 | -288207.17 | -214238.89 | -21000 | 0 | 8187146.8839 | -811008.7182 | 0 | 0 | 0 | 192936.0311 | -174750 | -50000 | #REF! | #REF! | #REF! | #REF! | #REF! | #REF! | #REF! | #REF!
2050 | 0 | -200000 | 0 | 0 | 0 | 0 | 0 | 0 | -30000 | 0 | 3148 | -288207.17 | 0 | -21000 | 0 | 8391825.556 | -811008.7182 | 0 | 0 | 0 | 193050.1852 | -174750 | -50000 | #REF! | #REF! | #REF! | #REF! | #REF! | #REF! | #REF! | #REF!
| 0 | 0 | 1 | 1 | 1 | 1 | 1 | 0 | 1 | 1 | 1 | 0 | 0 | 1 | 1 | 1 | 0 | 1 | 1 | 1 | 1 | 1 | 1 | 0 | 0 | 0 | 0 | 0 | 0 | 0 | 0
HOME

## GHGComplianceSavings
| Row offset | 18
| Column offset | 23
GHG Compliance Savings | GreenPwr1 | GreenPwr2 | Wind | ShortECM | MidECM | LongECM | SteamLineImp | UnitaryChiller | GeoExchange | SolarDHW | WasteReduction | DishStirling | Parabolic | GreenIT | GreenBuild | SpacePlanning | CHP | CoalToNG | CentralChillerExp | RooftopPV | ReducedAir | ReducedAuto | BehaviorChange | 0 | 0 | 0 | 0 | 0 | 0 | 0 | 0 | 0
| Green Power Purchase Opt 1 (Partial) | Green Power Purchase (MCCo Reserve Fund) | On-site Wind | Short-term Energy Conservation Measures | Mid-term Energy Conservation Measures | Long-term Energy Conservation Measures | Steam Line Improvements | Unitary Chiller Upgrades | Geo Exchange | Solar DHW | Waste Reduction | Dish Stirling | Parabolic Trough | Green IT | Building Design & Construction Standards | Space Planning & Management | Combined Heat & Power | Coal to Natural Gas Conversion @ Steam Plant | Central Chiller Expansion | Rooftop Solar PV | Reduced Air Travel | Reduced Automobile Reliance Strategies | Behavior Change | #REF! | #REF! | #REF! | #REF! | #REF! | #REF! | #REF! | #REF! | #REF!
2010 | 0 | 0 | 0 | 0 | 0 | 0 | 0 | 0 | 0 | 0 | 0 | 0 | 0 | 0 | 0 | 0 | 0 | 0 | 0 | 0 | 0 | 0 | 0 | #REF! | #REF! | #REF! | #REF! | #REF! | #REF! | #REF! | #REF!
2011 | 0 | 0 | 0 | 0 | 0 | 0 | 0 | 0 | 0 | 0 | 0 | 0 | 0 | 0 | 0 | 0 | 0 | 0 | 0 | 0 | 0 | 0 | 0 | #REF! | #REF! | #REF! | #REF! | #REF! | #REF! | #REF! | #REF!
2012 | 0 | 0 | 0 | 0 | 0 | 0 | 0 | 0 | 0 | 0 | 0 | 0 | 0 | 0 | 0 | 0 | 0 | 0 | 0 | 0 | 0 | 0 | 0 | #REF! | #REF! | #REF! | #REF! | #REF! | #REF! | #REF! | #REF!
2013 | 0 | 0 | 0 | 0 | 0 | 0 | 0 | 0 | 0 | 0 | 0 | 0 | 0 | 0 | 0 | 0 | 0 | 0 | 0 | 0 | 0 | 0 | 0 | #REF! | #REF! | #REF! | #REF! | #REF! | #REF! | #REF! | #REF!
2014 | 0 | 0 | 0 | 0 | 0 | 0 | 0 | 0 | 0 | 0 | 0 | 0 | 0 | 0 | 0 | 0 | 0 | 0 | 0 | 0 | 0 | 0 | 0 | #REF! | #REF! | #REF! | #REF! | #REF! | #REF! | #REF! | #REF!
2015 | 361141.9916 | 22145.2269 | 1265.4415 | 139422.9822 | 0 | 0 | 32877.9387 | 24106.6613 | 13846.7431 | 428.1938 | 1672.2603 | 0 | 0 | 59443.9718 | 73487.2638 | 122735.4754 | 0 | 183621.2639 | 41243.7156 | 5059.5136 | 5766.4987 | 0 | 17496.0828 | #REF! | #REF! | #REF! | #REF! | #REF! | #REF! | #REF! | #REF!
2016 | 416867.6463 | 25562.3241 | 1460.7042 | 160936.5063 | 19388.4165 | 0 | 38375.5434 | 27826.4156 | 15983.351 | 494.2658 | 2416.4951 | 0 | 0 | 68616.4146 | 89816.9068 | 165286.3922 | 812015.8654 | 214325.0478 | 55317.8031 | 5840.2168 | 10000.7732 | 0 | 25005.6239 | #REF! | #REF! | #REF! | #REF! | #REF! | #REF! | #REF! | #REF!
2017 | 475192.2073 | 58277.5723 | 1665.0735 | 183453.3679 | 44202.1563 | 0 | 44228.5083 | 31719.6501 | 18219.605 | 563.4193 | 2758.4356 | 0 | 0 | 78216.6373 | 108087.7658 | 215327.8316 | 925626.1907 | 247013.4966 | 63735.1738 | 6657.33 | 11417.1187 | 0 | 33877.5295 | #REF! | #REF! | #REF! | #REF! | #REF! | #REF! | #REF! | #REF!
2018 | 536035.1317 | 65739.3486 | 1878.2671 | 206942.4724 | 74792.6049 | 0 | 50437.1926 | 35780.9883 | 20552.4169 | 635.5587 | 3115.6956 | 0 | 0 | 88231.3827 | 128379.447 | 273260.3585 | 1044142.0322 | 281688.6163 | 72660.2911 | 7509.7249 | 12896.9282 | 0 | 42891.3063 | #REF! | #REF! | #REF! | #REF! | #REF! | #REF! | #REF! | #REF!
2019 | 599316.7161 | 110250.3031 | 2100.0058 | 231373.0493 | 111496.3198 | 0 | 57001.7074 | 40005.11 | 22978.7308 | 710.5895 | 3487.8269 | 0 | 0 | 98647.5315 | 150768.1552 | 339466.7646 | 1167408.1358 | 318351.0272 | 82093.0134 | 8396.2849 | 14438.3528 | 0 | 53072.1286 | #REF! | #REF! | #REF! | #REF! | #REF! | #REF! | #REF! | #REF!
2020 | 664958.1155 | 122325.6949 | 2330.0132 | 256714.6597 | 154635.2302 | 0 | 63921.9216 | 44386.7522 | 25495.5237 | 788.4183 | 3874.3847 | 10140.5448 | 11512.5129 | 109452.1058 | 175326.7098 | 414312.3183 | 1295270.9197 | 356999.9976 | 92032.863 | 9315.9053 | 16039.5548 | 0 | 64439.5038 | #REF! | #REF! | #REF! | #REF! | #REF! | #REF! | #REF! | #REF!
2021 | 740690.9211 | 181676.6691 | 2595.381 | 285952.1725 | 206696.1665 | 0 | 71956.1462 | 49442.0078 | 28399.2367 | 878.2121 | 4320.4813 | 11182.5071 | 12823.6856 | 121917.7256 | 204278.3983 | 503453.2369 | 1442790.7386 | 401870.6473 | 103571.0485 | 10376.904 | 17887.3068 | 0 | 77828.2692 | #REF! | #REF! | #REF! | #REF! | #REF! | #REF! | #REF! | #REF!
2022 | 819346.304 | 200969.2614 | 2870.9894 | 316317.9796 | 266753.2315 | 0 | 80431.4718 | 54692.349 | 31415.0059 | 971.4711 | 4784.4152 | 12246.294 | 14185.4573 | 134864.4016 | 235932.0809 | 603325.5553 | 1596003.4414 | 449204.8194 | 115738.1059 | 11478.8472 | 19808.9791 | 0 | 92632.8203 | #REF! | #REF! | #REF! | #REF! | #REF! | #REF! | #REF! | #REF!
2023 | 900806.416 | 220949.7977 | 3156.4257 | 347766.5844 | 335170.3617 | 0 | 89345.1362 | 60129.9092 | 34538.3127 | 1068.0556 | 5265.5169 | 13329.1965 | 15595.7876 | 148272.7361 | 270364.9383 | 714332.4454 | 1754679.4719 | 498987.0865 | 128529.7258 | 12620.084 | 21801.7987 | 0 | 100800.75 | #REF! | #REF! | #REF! | #REF! | #REF! | #REF! | #REF! | #REF!
2024 | 984954.2219 | 241589.5716 | 3451.2796 | 380252.804 | 366479.9195 | 27963.2591 | 98693.9787 | 65746.8763 | 37764.6699 | 1167.8268 | 5763.1189 | 14428.5747 | 17052.6503 | 162123.4649 | 307648.8878 | 836851.0689 | 1918590.8574 | 551199.7961 | 141941.0438 | 13798.9748 | 23863.0017 | 0 | 109838.872 | #REF! | #REF! | #REF! | #REF! | #REF! | #REF! | #REF! | #REF!
2025 | 1071673.5018 | 262860.0765 | 3755.144 | 413731.7704 | 398746.2665 | 60850.511 | 108474.4443 | 71535.4923 | 41089.6213 | 1270.6469 | 6276.5564 | 15541.945 | 18554.0334 | 176397.4584 | 347850.5911 | 971232.8099 | 2087511.2132 | 605823.0947 | 155966.6461 | 15013.8913 | 25989.8345 | 0 | 119096.9731 | #REF! | #REF! | #REF! | #REF! | #REF! | #REF! | #REF! | #REF!
2026 | 1169702.8653 | 286904.7188 | 4098.6388 | 451577.1235 | 435220.8482 | 99625.0494 | 119587.803 | 78079.0699 | 44848.2189 | 1386.877 | 6857.0714 | 16793.9855 | 20251.2295 | 192533.0916 | 394013.9353 | 1126329.2048 | 2278462.4638 | 667890.5187 | 171901.7789 | 16387.2595 | 28394.4843 | 0 | 129539.5954 | #REF! | #REF! | #REF! | #REF! | #REF! | #REF! | #REF! | #REF!
2027 | 1270775.6825 | 311695.8594 | 4452.798 | 490597.4367 | 472827.8325 | 144311.3962 | 131215.0207 | 84825.8017 | 48723.5072 | 1506.7156 | 7456.3126 | 18062.6785 | 22001.1173 | 209169.6773 | 443675.3103 | 1295633.8046 | 2475342.0535 | 732827.814 | 188568.167 | 17803.2656 | 30876.7444 | 0 | 140241.0687 | #REF! | #REF! | #REF! | #REF! | #REF! | #REF! | #REF! | #REF!
2028 | 1374744.1951 | 337197.2562 | 4817.1037 | 530735.666 | 511512.2416 | 195147.7913 | 143349.9857 | 91765.8247 | 52709.8209 | 1629.9876 | 8073.4305 | 19345.0704 | 23801.1387 | 226282.8945 | 496899.9583 | 1479504.7558 | 2677862.1638 | 800600.8463 | 205956.6967 | 19259.8398 | 33433.096 | 0 | 151181.333 | #REF! | #REF! | #REF! | #REF! | #REF! | #REF! | #REF! | #REF!
2029 | 1481461.437 | 363372.8613 | 5191.0409 | 571935.0736 | 551219.3928 | 252355.8303 | 155986.0677 | 98889.3287 | 56801.5252 | 1756.5186 | 8707.5776 | 20638.2985 | 25648.7493 | 243848.5525 | 553746.3085 | 1678267.6251 | 2885736.52 | 871172.5866 | 224057.5314 | 20754.923 | 36060.0278 | 0 | 162340.6373 | #REF! | #REF! | #REF! | #REF! | #REF! | #REF! | #REF! | #REF!
2030 | 1590781.22 | 390186.8176 | 5574.0974 | 614139.2219 | 591894.8926 | 316140.5734 | 169116.1208 | 106186.5554 | 60993.015 | 1886.1353 | 9357.9081 | 21939.641 | 27541.418 | 261842.5888 | 614265.9789 | 1892215.6062 | 3098680.3619 | 944503.125 | 242860.1147 | 22286.4672 | 38754.0366 | 0 | 173699.5385 | #REF! | #REF! | #REF! | #REF! | #REF! | #REF! | #REF! | #REF!
2031 | 1715962.8811 | 420891.3755 | 6012.7339 | 662467.029 | 638472.2503 | 389735.187 | 184171.1945 | 114542.5815 | 65792.6737 | 2034.559 | 10102.4971 | 23429.4483 | 29708.7056 | 282447.4902 | 683845.8474 | 2138313.8062 | 3342521.5325 | 1028584.7852 | 261971.2484 | 24040.2326 | 41838.4607 | 0 | 186697.3421 | #REF! | #REF! | #REF! | #REF! | #REF! | #REF! | #REF! | #REF!
2032 | 1844208.8953 | 452347.5578 | 6462.108 | 711977.8645 | 686189.7867 | 471220.7035 | 199813.171 | 123103.1568 | 70709.8244 | 2186.616 | 10866.1396 | 24928.688 | 31929.0468 | 303556.7842 | 757823.275 | 2402585.3163 | 3592331.7519 | 1115944.2607 | 281550.2083 | 25836.9288 | 45001.858 | 0 | 199927.7801 | #REF! | #REF! | #REF! | #REF! | #REF! | #REF! | #REF! | #REF!
2033 | 1959173.7533 | 480546.1382 | 6864.9448 | 756361.3583 | 728965.6955 | 556217.5598 | 214263.7931 | 130777.199 | 75117.7551 | 2322.9259 | 11552.468 | 26217.8591 | 33919.4495 | 322479.9998 | 829399.522 | 2663330.5193 | 3816271.627 | 1196650.0962 | 299101.5712 | 27447.5592 | 47845.1158 | 0 | 211621.3795 | #REF! | #REF! | #REF! | #REF! | #REF! | #REF! | #REF! | #REF!
2034 | 2060205.4036 | 505327.1814 | 7218.9597 | 795365.7785 | 766557.3624 | 584900.8646 | 227410.522 | 137521.1829 | 78991.465 | 2442.7157 | 12157.4305 | 27294.178 | 35668.6246 | 339109.8094 | 897801.4809 | 2917369.2472 | 4013071.0278 | 1270073.7675 | 314525.7904 | 28862.9886 | 50351.4323 | 0 | 222272.2 | #REF! | #REF! | #REF! | #REF! | #REF! | #REF! | #REF! | #REF!
2035 | 2163311.5245 | 530617.0507 | 7580.2436 | 835171.0717 | 804920.8945 | 614173.1202 | 240994.0658 | 144403.6402 | 82944.7133 | 2564.9651 | 12775.3564 | 28373.5613 | 37453.7153 | 356081.0769 | 969689.3516 | 3185908.3772 | 4213911.2865 | 1345937.0236 | 330266.7132 | 30307.4809 | 52911.4699 | 0 | 233119.0455 | #REF! | #REF! | #REF! | #REF! | #REF! | #REF! | #REF! | #REF!
2036 | 2283942.7679 | 560205.4821 | 8002.9355 | 881742.1382 | 849805.1413 | 648420.8309 | 256757.7016 | 152455.9205 | 87569.9019 | 2707.9935 | 13497.5668 | 29656.1746 | 39542.2209 | 375936.9796 | 1052263.978 | 3492929.7499 | 4448888.7055 | 1433975.9593 | 348683.1473 | 31997.496 | 55903.4572 | 0 | 245823.8867 | #REF! | #REF! | #REF! | #REF! | #REF! | #REF! | #REF! | #REF!
2037 | 2404049.6562 | 589665.2997 | 8423.79 | 928110.7714 | 894494.287 | 682519.675 | 272707.4823 | 160473.1994 | 92174.986 | 2850.4002 | 14217.5243 | 30903.5775 | 41621.6483 | 395706.5734 | 1137645.7231 | 3812785.1651 | 4682844.7336 | 1523054.5025 | 367019.5297 | 33680.165 | 58886.1538 | 0 | 258439.3561 | #REF! | #REF! | #REF! | #REF! | #REF! | #REF! | #REF! | #REF!
2038 | 2523313.887 | 618918.4302 | 8841.6919 | 974154.0871 | 938869.8983 | 716379.2851 | 288805.3751 | 168434.2299 | 96747.7613 | 2991.8077 | 14933.3207 | 32112.2981 | 43686.4866 | 415337.4658 | 1225665.7272 | 4144862.6694 | 4915159.3507 | 1612960.2429 | 385227.2659 | 35351.0285 | 61851.6529 | 0 | 270931.2493 | #REF! | #REF! | #REF! | #REF! | #REF! | #REF! | #REF! | #REF!
2039 | 2641476.0502 | 647901.2456 | 9255.7321 | 1019771.937 | 982835.4543 | 749926.0136 | 305018.8514 | 176321.6961 | 101278.2815 | 3131.9086 | 15643.3925 | 33279.9039 | 45732.2447 | 434786.9579 | 1316168.27 | 4488578.2646 | 5145327.2518 | 1703511.5105 | 403266.7524 | 37006.4524 | 64793.4758 | 0 | 283271.8554 | #REF! | #REF! | #REF! | #REF! | #REF! | #REF! | #REF! | #REF!
2040 | 2765400.1817 | 678297.3566 | 9689.9622 | 1067614.2605 | 1028944.9128 | 785108.5889 | 322144.1436 | 184593.7806 | 106029.7246 | 3278.8412 | 16388.3888 | 34492.8365 | 47877.7605 | 455184.8699 | 1412623.1423 | 4855797.3181 | 5386718.8825 | 1799155.2133 | 422185.9026 | 38742.6 | 67879.9854 | 0 | 296196.5899 | #REF! | #REF! | #REF! | #REF! | #REF! | #REF! | #REF! | #REF!
2041 | 2885452.0639 | 707743.6822 | 10110.624 | 1113961.6579 | 1073613.5919 | 819191.8165 | 339066.7423 | 192607.3878 | 110632.6997 | 3421.1827 | 17111.2306 | 35630.3123 | 49956.2355 | 474945.4097 | 1510209.9145 | 5230036.4076 | 5620567.7645 | 1893666.8854 | 440513.8873 | 40424.4984 | 70874.7636 | 0 | 308672.3316 | #REF! | #REF! | #REF! | #REF! | #REF! | #REF! | #REF! | #REF!
2042 | 3000825.8901 | 736042.5743 | 10514.8939 | 1158503.0386 | 1116541.6688 | 851946.9246 | 355679.3108 | 200308.7292 | 115056.3108 | 3557.9775 | 17807.0761 | 36684.4363 | 51953.7188 | 493935.9415 | 1608355.4034 | 5609131.3234 | 5845304.2682 | 1986447.0575 | 458127.6863 | 42040.8583 | 73757.7509 | 0 | 320614.3263 | #REF! | #REF! | #REF! | #REF! | #REF! | #REF! | #REF! | #REF!
2043 | 3130593.4781 | 767871.9683 | 10969.5995 | 1208601.295 | 1164825.3495 | 888788.4814 | 374247.5057 | 208970.8714 | 120031.801 | 3711.8385 | 18589.1045 | 37888.1328 | 54200.4032 | 515295.6865 | 1717349.5515 | 6029016.3722 | 6098078.3589 | 2090149.2832 | 477938.9406 | 43858.8714 | 76997.7402 | 0 | 334059.3764 | #REF! | #REF! | #REF! | #REF! | #REF! | #REF! | #REF! | #REF!
2044 | 3277687.8011 | 803951.2639 | 11485.0181 | 1265388.735 | 1219555.9294 | 930549.1702 | 395168.8983 | 218789.594 | 125671.6251 | 3886.2433 | 19474.8934 | 39271.6164 | 56747.0678 | 539507.4121 | 1839387.1683 | 6497952.0037 | 6384603.171 | 2206993.9734 | 500395.4191 | 45919.628 | 80667.5495 | 0 | 349314.0644 | #REF! | #REF! | #REF! | #REF! | #REF! | #REF! | #REF! | #REF!
2045 | 3446311.1628 | 845311.202 | 12075.8743 | 1330487.7058 | 1282296.9935 | 978422.0424 | 419007.331 | 230045.4057 | 132136.9059 | 4086.1743 | 20489.6066 | 40879.1091 | 59666.4676 | 567262.8174 | 1977540.7429 | 7027451.5088 | 6713064.3653 | 2340130.1526 | 526138.6756 | 48282.0012 | 84871.4218 | 0 | 366818.4406 | #REF! | #REF! | #REF! | #REF! | #REF! | #REF! | #REF! | #REF!
2046 | 3626256.8923 | 889448.2905 | 12706.4042 | 1399957.8057 | 1349250.863 | 1029509.3819 | 444577.2263 | 242056.9991 | 139036.3038 | 4299.5298 | 21572.7453 | 42583.4248 | 62781.8933 | 596881.8845 | 2126646.4081 | 7599782.4663 | 7063580.3829 | 2482936.4441 | 553610.4862 | 50802.9982 | 89358.7711 | 0 | 385478.5084 | #REF! | #REF! | #REF! | #REF! | #REF! | #REF! | #REF! | #REF!
2047 | 3818941.9984 | 936710.0934 | 13381.5728 | 1474346.0872 | 1420944.7759 | 1084213.4832 | 472088.333 | 254918.9611 | 146424.1491 | 4527.99 | 22732.8492 | 44397.6449 | 66117.8775 | 628597.8529 | 2287989.1013 | 8219918.8314 | 7438911.4134 | 2636584.2814 | 583027.1819 | 53502.4708 | 94164.9757 | 0 | 405439.8087 | #REF! | #REF! | #REF! | #REF! | #REF! | #REF! | #REF! | #REF!
2048 | 4025902.6024 | 987473.3903 | 14106.7627 | 1554245.5873 | 1497950.2893 | 1142970.4576 | 501771.0158 | 268733.8298 | 154359.3391 | 4773.3762 | 23979.1854 | 46335.7234 | 69701.0154 | 662663.5684 | 2462999.204 | 8893418.7346 | 7842049.6646 | 2802360.2376 | 614623.2778 | 56401.9397 | 99328.4276 | 0 | 426859.7022 | #REF! | #REF! | #REF! | #REF! | #REF! | #REF! | #REF! | #REF!
2049 | 4248781.4424 | 1042141.1122 | 14887.7302 | 1640290.5039 | 1580878.63 | 1206246.6853 | 533875.2919 | 283611.2598 | 162904.8589 | 5037.6361 | 25321.6752 | 48411.8904 | 73559.7479 | 699349.4254 | 2653252.4563 | 9626429.9058 | 8276195.0241 | 2981660.6438 | 648649.5662 | 59524.4193 | 104890.2306 | 0 | 449905.9576 | #REF! | #REF! | #REF! | #REF! | #REF! | #REF! | #REF! | #REF!
2050 | 4489315.5599 | 1101139.3205 | 15730.5617 | 1733151.4416 | 1670376.1133 | 1274535.3196 | 568669.8141 | 299667.2008 | 172127.3093 | 5322.8292 | 26770.8227 | 51152.6083 | 77724.1488 | 738941.3412 | 2860469.05 | 10425691.2722 | 8744731.0722 | 3175985.9084 | 685371.2364 | 62894.2452 | 110893.9018 | 0 | 474755.3679 | #REF! | #REF! | #REF! | #REF! | #REF! | #REF! | #REF! | #REF!
| 0 | 0 | 1 | 1 | 1 | 1 | 1 | 0 | 1 | 1 | 1 | 0 | 0 | 1 | 1 | 1 | 0 | 1 | 1 | 1 | 1 | 1 | 1 | 0 | 0 | 0 | 0 | 0 | 0 | 0 | 0
HOME

## ElectricityConsumption
| Row offset | 18 |  | JF added reduction in electricity demand to each column
| Column offset | 10 | 7
Purchased Electricity | GreenPwr1 | GreenPwr2 | Wind | ShortECM | MidECM | LongECM | SteamLineImp | UnitaryChiller | GeoExchange | SolarDHW | WasteReduction | DishStirling | Parabolic | GreenIT | GreenBuild | SpacePlanning | CHP | CoalToNG | CentralChillerExp | RooftopPV | ReducedAir | ReducedAuto | BehaviorChange | 0 | 0 | 0 | 0 | 0 | 0 | 0 | 0 | 0
MWh | Green Power Purchase Opt 1 (Partial) | Green Power Purchase (MCCo Reserve Fund) | On-site Wind | Short-term Energy Conservation Measures | Mid-term Energy Conservation Measures | Long-term Energy Conservation Measures | Steam Line Improvements | Unitary Chiller Upgrades | Geo Exchange | Solar DHW | Waste Reduction | Dish Stirling | Parabolic Trough | Green IT | Building Design & Construction Standards | Space Planning & Management | Combined Heat & Power | Coal to Natural Gas Conversion @ Steam Plant | Central Chiller Expansion | Rooftop Solar PV | Reduced Air Travel | Reduced Automobile Reliance Strategies | Behavior Change | #REF! | #REF! | #REF! | #REF! | #REF! | #REF! | #REF! | #REF! | #REF!
2010 | 0 | 0 | 0 | 0 | 0 | 0 | 0 | 0 | 0 | 0 | 0 | 0 | 0 | 0 | 0 | -1388.645 | 0 | 0 | 0 | 0 | 0 | 0 | 0 | #REF! | #REF! | #REF! | #REF! | #REF! | #REF! | #REF! | #REF!
2011 | -50000 | 0 | -175.2 | -1316.4 | 0 | 0 | 0 | 0 | 0 | 0 | 0 | 0 | 0 | 0 | -517.2012 | -2777.2899 | 0 | 0 | 0 | 0 | 0 | 0 | 0 | #REF! | #REF! | #REF! | #REF! | #REF! | #REF! | #REF! | #REF!
2012 | -50000 | 0 | -175.2 | -2632.8 | 0 | 0 | 0 | -1287.72 | 0 | 0 | 0 | 0 | 0 | -2743.3333 | -2274.441 | -4165.9349 | 0 | 0 | -7702.296 | 0 | 0 | 0 | -623.761 | #REF! | #REF! | #REF! | #REF! | #REF! | #REF! | #REF! | #REF!
2013 | -50000 | 0 | -175.2 | -3949.2 | 0 | 0 | 0 | -2746.26 | 518.3 | 0 | 0 | 0 | 0 | -5486.6667 | -2963.2161 | -5554.5799 | 0 | 0 | -7916.244 | 0 | 0 | 0 | -1235.1304 | #REF! | #REF! | #REF! | #REF! | #REF! | #REF! | #REF! | #REF!
2014 | -50000 | -3066 | -175.2 | -5265.6 | 0 | 0 | 0 | -3337.56 | 518.3 | 0 | 0 | 0 | 0 | -8230 | -3246.2836 | -6943.2248 | 0 | 0 | -14239.792 | 0 | 0 | 0 | -1831.5233 | #REF! | #REF! | #REF! | #REF! | #REF! | #REF! | #REF! | #REF!
2015 | -50000 | -3066 | -175.2 | -6582 | 0 | 0 | 0 | -3337.56 | 1036.6 | 0 | 0 | 0 | 0 | -8230 | -4644.4868 | -8331.8698 | 0 | 0 | -14453.74 | -700.4881 | 0 | 0 | -2422.3274 | #REF! | #REF! | #REF! | #REF! | #REF! | #REF! | #REF! | #REF!
2016 | -50000 | -3066 | -175.2 | -6582 | -1040.125 | 0 | 0 | -3337.56 | 1036.6 | 0 | 0 | 0 | 0 | -8230 | -4939.5848 | -9720.5148 | -103449.1176 | 0 | -16801.288 | -700.4881 | 0 | 0 | -2999.2282 | #REF! | #REF! | #REF! | #REF! | #REF! | #REF! | #REF! | #REF!
2017 | -50000 | -6132 | -175.2 | -6582 | -2080.25 | 0 | 0 | -3337.56 | 1036.6 | 0 | 0 | 0 | 0 | -8230 | -5236.1238 | -11109.1597 | -103449.1176 | 0 | -17015.236 | -700.4881 | 0 | 0 | -3564.6133 | #REF! | #REF! | #REF! | #REF! | #REF! | #REF! | #REF! | #REF!
2018 | -50000 | -6132 | -175.2 | -6582 | -3120.375 | 0 | 0 | -3337.56 | 1036.6 | 0 | 0 | 0 | 0 | -8230 | -5534.057 | -12497.8047 | -103449.1176 | 0 | -17229.184 | -700.4881 | 0 | 0 | -4000.7925 | #REF! | #REF! | #REF! | #REF! | #REF! | #REF! | #REF! | #REF!
2019 | -50000 | -9198 | -175.2 | -6582 | -4160.5 | 0 | 0 | -3337.56 | 1036.6 | 0 | 0 | 0 | 0 | -8230 | -5833.3396 | -13886.4497 | -103449.1176 | 0 | -17443.132 | -700.4881 | 0 | 0 | -4427.7197 | #REF! | #REF! | #REF! | #REF! | #REF! | #REF! | #REF! | #REF!
2020 | -50000 | -9198 | -175.2 | -6582 | -5200.625 | 0 | 0 | -3337.56 | 1036.6 | 0 | 0 | -762.495 | -865.657 | -8230 | -6133.9287 | -15275.0946 | -103449.1176 | 0 | -17657.08 | -700.4881 | 0 | 0 | -4845.3807 | #REF! | #REF! | #REF! | #REF! | #REF! | #REF! | #REF! | #REF!
2021 | -50000 | -12264 | -175.2 | -6582 | -6240.75 | 0 | 0 | -3337.56 | 1036.6 | 0 | 0 | -754.87 | -865.657 | -8230 | -6435.7834 | -16663.7396 | -103449.1176 | 0 | -17871.028 | -700.4881 | 0 | 0 | -5253.7615 | #REF! | #REF! | #REF! | #REF! | #REF! | #REF! | #REF! | #REF!
2022 | -50000 | -12264 | -175.2 | -6582 | -7280.875 | 0 | 0 | -3337.56 | 1036.6 | 0 | 0 | -747.321 | -865.657 | -8230 | -6738.8641 | -18052.3846 | -103449.1176 | 0 | -18084.976 | -700.4881 | 0 | 0 | -5652.8491 | #REF! | #REF! | #REF! | #REF! | #REF! | #REF! | #REF! | #REF!
2023 | -50000 | -12264 | -175.2 | -6582 | -8321 | 0 | 0 | -3337.56 | 1036.6 | 0 | 0 | -739.848 | -865.657 | -8230 | -7043.1332 | -19441.0295 | -103449.1176 | 0 | -18298.924 | -700.4881 | 0 | 0 | -5595.0284 | #REF! | #REF! | #REF! | #REF! | #REF! | #REF! | #REF! | #REF!
2024 | -50000 | -12264 | -175.2 | -6582 | -8321 | -266.4 | 0 | -3337.56 | 1036.6 | 0 | 0 | -732.449 | -865.657 | -8230 | -7348.5544 | -20829.6745 | -103449.1176 | 0 | -18512.872 | -700.4881 | 0 | 0 | -5575.8364 | #REF! | #REF! | #REF! | #REF! | #REF! | #REF! | #REF! | #REF!
2025 | -50000 | -12264 | -175.2 | -6582 | -8321 | -532.8 | 0 | -3337.56 | 1036.6 | 0 | 0 | -725.125 | -865.657 | -8230 | -7655.093 | -22218.3195 | -103449.1176 | 0 | -18726.82 | -700.4881 | 0 | 0 | -5556.5885 | #REF! | #REF! | #REF! | #REF! | #REF! | #REF! | #REF! | #REF!
2026 | -50000 | -12264 | -175.2 | -6582 | -8321 | -799.2 | 0 | -3337.56 | 1036.6 | 0 | 0 | -717.874 | -865.657 | -8230 | -7962.7155 | -23606.9644 | -103449.1176 | 0 | -18940.768 | -700.4881 | 0 | 0 | -5537.2864 | #REF! | #REF! | #REF! | #REF! | #REF! | #REF! | #REF! | #REF!
2027 | -50000 | -12264 | -175.2 | -6582 | -8321 | -1065.6 | 0 | -3337.56 | 1036.6 | 0 | 0 | -710.695 | -865.657 | -8230 | -8271.39 | -24995.6094 | -103449.1176 | 0 | -19154.716 | -700.4881 | 0 | 0 | -5517.9317 | #REF! | #REF! | #REF! | #REF! | #REF! | #REF! | #REF! | #REF!
2028 | -50000 | -12264 | -175.2 | -6582 | -8321 | -1332 | 0 | -3337.56 | 1036.6 | 0 | 0 | -703.588 | -865.657 | -8230 | -8581.0856 | -26384.2544 | -103449.1176 | 0 | -19368.664 | -700.4881 | 0 | 0 | -5498.526 | #REF! | #REF! | #REF! | #REF! | #REF! | #REF! | #REF! | #REF!
2029 | -50000 | -12264 | -175.2 | -6582 | -8321 | -1598.4 | 0 | -3337.56 | 1036.6 | 0 | 0 | -696.552 | -865.657 | -8230 | -8891.7727 | -27772.8993 | -103449.1176 | 0 | -19582.612 | -700.4881 | 0 | 0 | -5479.0706 | #REF! | #REF! | #REF! | #REF! | #REF! | #REF! | #REF! | #REF!
2030 | -50000 | -12264 | -175.2 | -6582 | -8321 | -1864.8 | 0 | -3337.56 | 1036.6 | 0 | 0 | -689.587 | -865.657 | -8230 | -9203.4227 | -29161.5443 | -103449.1176 | 0 | -19796.56 | -700.4881 | 0 | 0 | -5459.5672 | #REF! | #REF! | #REF! | #REF! | #REF! | #REF! | #REF! | #REF!
2031 | -50000 | -12264 | -175.2 | -6582 | -8321 | -2131.2 | 0 | -3337.56 | 1036.6 | 0 | 0 | -682.691 | -865.657 | -8230 | -9516.0084 | -30550.1893 | -103449.1176 | 0 | -19796.56 | -700.4881 | 0 | 0 | -5440.0169 | #REF! | #REF! | #REF! | #REF! | #REF! | #REF! | #REF! | #REF!
2032 | -50000 | -12264 | -175.2 | -6582 | -8321 | -2397.6 | 0 | -3337.56 | 1036.6 | 0 | 0 | -675.864 | -865.657 | -8230 | -9829.5033 | -31938.8343 | -103449.1176 | 0 | -19796.56 | -700.4881 | 0 | 0 | -5420.4212 | #REF! | #REF! | #REF! | #REF! | #REF! | #REF! | #REF! | #REF!
2033 | -50000 | -12264 | -175.2 | -6582 | -8321 | -2664 | 0 | -3337.56 | 1036.6 | 0 | 0 | -669.105 | -865.657 | -8230 | -10143.882 | -33327.4792 | -103449.1176 | 0 | -19796.56 | -700.4881 | 0 | 0 | -5400.7813 | #REF! | #REF! | #REF! | #REF! | #REF! | #REF! | #REF! | #REF!
2034 | -50000 | -12264 | -175.2 | -6582 | -8321 | -2664 | 0 | -3337.56 | 1036.6 | 0 | 0 | -662.414 | -865.657 | -8230 | -10459.1201 | -34716.1242 | -103449.1176 | 0 | -19796.56 | -700.4881 | 0 | 0 | -5394.4184 | #REF! | #REF! | #REF! | #REF! | #REF! | #REF! | #REF! | #REF!
2035 | -50000 | -12264 | -175.2 | -6582 | -8321 | -2664 | 0 | -3337.56 | 1036.6 | 0 | 0 | -655.79 | -865.657 | -8230 | -10775.194 | -36104.7692 | -103449.1176 | 0 | -19796.56 | -700.4881 | 0 | 0 | -5388.0138 | #REF! | #REF! | #REF! | #REF! | #REF! | #REF! | #REF! | #REF!
2036 | -50000 | -12264 | -175.2 | -6582 | -8321 | -2664 | 0 | -3337.56 | 1036.6 | 0 | 0 | -649.232 | -865.657 | -8230 | -11092.081 | -37493.4141 | -103449.1176 | 0 | -19796.56 | -700.4881 | 0 | 0 | -5381.5684 | #REF! | #REF! | #REF! | #REF! | #REF! | #REF! | #REF! | #REF!
2037 | -50000 | -12264 | -175.2 | -6582 | -8321 | -2664 | 0 | -3337.56 | 1036.6 | 0 | 0 | -642.74 | -865.657 | -8230 | -11409.7592 | -38882.0591 | -103449.1176 | 0 | -19796.56 | -700.4881 | 0 | 0 | -5375.0836 | #REF! | #REF! | #REF! | #REF! | #REF! | #REF! | #REF! | #REF!
2038 | -50000 | -12264 | -175.2 | -6582 | -8321 | -2664 | 0 | -3337.56 | 1036.6 | 0 | 0 | -636.312 | -865.657 | -8230 | -11728.2075 | -40270.7041 | -103449.1176 | 0 | -19796.56 | -700.4881 | 0 | 0 | -5368.5602 | #REF! | #REF! | #REF! | #REF! | #REF! | #REF! | #REF! | #REF!
2039 | -50000 | -12264 | -175.2 | -6582 | -8321 | -2664 | 0 | -3337.56 | 1036.6 | 0 | 0 | -629.949 | -865.657 | -8230 | -12047.4055 | -41659.349 | -103449.1176 | 0 | -19796.56 | -700.4881 | 0 | 0 | -5361.9993 | #REF! | #REF! | #REF! | #REF! | #REF! | #REF! | #REF! | #REF!
2040 | -50000 | -12264 | -175.2 | -6582 | -8321 | -2664 | 0 | -3337.56 | 1036.6 | 0 | 0 | -623.65 | -865.657 | -8230 | -12367.3337 | -43047.994 | -103449.1176 | 0 | -19796.56 | -700.4881 | 0 | 0 | -5355.4019 | #REF! | #REF! | #REF! | #REF! | #REF! | #REF! | #REF! | #REF!
2041 | -50000 | -12264 | -175.2 | -6582 | -8321 | -2664 | 0 | -3337.56 | 1036.6 | 0 | 0 | -617.413 | -865.657 | -8230 | -12687.9729 | -44436.639 | -103449.1176 | 0 | -19796.56 | -700.4881 | 0 | 0 | -5348.769 | #REF! | #REF! | #REF! | #REF! | #REF! | #REF! | #REF! | #REF!
2042 | -50000 | -12264 | -175.2 | -6582 | -8321 | -2664 | 0 | -3337.56 | 1036.6 | 0 | 0 | -611.239 | -865.657 | -8230 | -13009.3049 | -45825.2839 | -103449.1176 | 0 | -19796.56 | -700.4881 | 0 | 0 | -5342.1014 | #REF! | #REF! | #REF! | #REF! | #REF! | #REF! | #REF! | #REF!
2043 | -50000 | -12264 | -175.2 | -6582 | -8321 | -2664 | 0 | -3337.56 | 1036.6 | 0 | 0 | -605.127 | -865.657 | -8230 | -13331.3119 | -47213.9289 | -103449.1176 | 0 | -19796.56 | -700.4881 | 0 | 0 | -5335.4001 | #REF! | #REF! | #REF! | #REF! | #REF! | #REF! | #REF! | #REF!
2044 | -50000 | -12264 | -175.2 | -6582 | -8321 | -2664 | 0 | -3337.56 | 1036.6 | 0 | 0 | -599.075 | -865.657 | -8230 | -13653.977 | -48602.5739 | -103449.1176 | 0 | -19796.56 | -700.4881 | 0 | 0 | -5328.6659 | #REF! | #REF! | #REF! | #REF! | #REF! | #REF! | #REF! | #REF!
2045 | -50000 | -12264 | -175.2 | -6582 | -8321 | -2664 | 0 | -3337.56 | 1036.6 | 0 | 0 | -593.085 | -865.657 | -8230 | -13977.2834 | -49991.2188 | -103449.1176 | 0 | -19796.56 | -700.4881 | 0 | 0 | -5321.8996 | #REF! | #REF! | #REF! | #REF! | #REF! | #REF! | #REF! | #REF!
2046 | -50000 | -12264 | -175.2 | -6582 | -8321 | -2664 | 0 | -3337.56 | 1036.6 | 0 | 0 | -587.154 | -865.657 | -8230 | -14301.2154 | -51379.8638 | -103449.1176 | 0 | -19796.56 | -700.4881 | 0 | 0 | -5315.102 | #REF! | #REF! | #REF! | #REF! | #REF! | #REF! | #REF! | #REF!
2047 | -50000 | -12264 | -175.2 | -6582 | -8321 | -2664 | 0 | -3337.56 | 1036.6 | 0 | 0 | -581.282 | -865.657 | -8230 | -14625.7573 | -52768.5088 | -103449.1176 | 0 | -19796.56 | -700.4881 | 0 | 0 | -5308.274 | #REF! | #REF! | #REF! | #REF! | #REF! | #REF! | #REF! | #REF!
2048 | -50000 | -12264 | -175.2 | -6582 | -8321 | -2664 | 0 | -3337.56 | 1036.6 | 0 | 0 | -575.47 | -865.657 | -8230 | -14950.8943 | -54157.1537 | -103449.1176 | 0 | -19796.56 | -700.4881 | 0 | 0 | -5301.4162 | #REF! | #REF! | #REF! | #REF! | #REF! | #REF! | #REF! | #REF!
2049 | -50000 | -12264 | -175.2 | -6582 | -8321 | -2664 | 0 | -3337.56 | 1036.6 | 0 | 0 | -569.715 | -865.657 | -8230 | -15276.6119 | -55545.7987 | -103449.1176 | 0 | -19796.56 | -700.4881 | 0 | 0 | -5294.5293 | #REF! | #REF! | #REF! | #REF! | #REF! | #REF! | #REF! | #REF!
2050 | -50000 | -12264 | -175.2 | -6582 | -8321 | -2664 | 0 | -3337.56 | 1036.6 | 0 | 0 | -569.715 | -865.657 | -8230 | -15602.8961 | -56934.4437 | -103449.1176 | 0 | -19796.56 | -700.4881 | 0 | 0 | -5287.6141 | #REF! | #REF! | #REF! | #REF! | #REF! | #REF! | #REF! | #REF!
HOME

## SteamConsumption
| Row offset | 18
| Column offset | 14 | 11 | 3
SteamConsumption | GreenPwr1 | GreenPwr2 | Wind | ShortECM | MidECM | LongECM | SteamLineImp | UnitaryChiller | GeoExchange | SolarDHW | WasteReduction | DishStirling | Parabolic | GreenIT | GreenBuild | SpacePlanning | CHP | CoalToNG | CentralChillerExp | RooftopPV | ReducedAir | ReducedAuto | BehaviorChange | 0 | 0 | 0 | 0 | 0 | 0 | 0 | 0 | 0
MMBTU | Green Power Purchase Opt 1 (Partial) | Green Power Purchase (MCCo Reserve Fund) | On-site Wind | Short-term Energy Conservation Measures | Mid-term Energy Conservation Measures | Long-term Energy Conservation Measures | Steam Line Improvements | Unitary Chiller Upgrades | Geo Exchange | Solar DHW | Waste Reduction | Dish Stirling | Parabolic Trough | Green IT | Building Design & Construction Standards | Space Planning & Management | Combined Heat & Power | Coal to Natural Gas Conversion @ Steam Plant | Central Chiller Expansion | Rooftop Solar PV | Reduced Air Travel | Reduced Automobile Reliance Strategies | Behavior Change | #REF! | #REF! | #REF! | #REF! | #REF! | #REF! | #REF! | #REF! | #REF!
2010 | 0 | 0 | 0 | 0 | 0 | 0 | 0 | 0 | 0 | 0 | 0 | 0 | 0 | 0 | 0 | -7386.6672 | 0 | 0 | 0 | 0 | 0 | 0 | 0 | #REF! | #REF! | #REF! | #REF! | #REF! | #REF! | #REF! | #REF!
2011 | 0 | 0 | 0 | -13233.085 | 0 | 0 | 0 | 0 | 0 | 0 | 0 | 0 | 0 | 0 | -3352.7716 | -14773.3345 | 0 | 0 | 0 | 0 | 0 | 0 | 0 | #REF! | #REF! | #REF! | #REF! | #REF! | #REF! | #REF! | #REF!
2012 | 0 | 0 | 0 | -26466.17 | 0 | 0 | -28540.3378 | 0 | 0 | -390.6823 | 0 | 0 | 0 | 0 | -16303.3895 | -22160.0017 | 0 | 0 | 0 | 0 | 0 | 0 | 0 | #REF! | #REF! | #REF! | #REF! | #REF! | #REF! | #REF! | #REF!
2013 | 0 | 0 | 0 | -39699.255 | 0 | 0 | -28998.7934 | 0 | -9732.5 | -390.6823 | 0 | 0 | 0 | 0 | -21054.5659 | -29546.669 | 0 | 0 | 0 | 0 | 0 | 0 | 0 | #REF! | #REF! | #REF! | #REF! | #REF! | #REF! | #REF! | #REF!
2014 | 0 | 0 | 0 | -52932.34 | 0 | 0 | -29334.2574 | 0 | -9732.5 | -390.6823 | 0 | 0 | 0 | 0 | -22730.9517 | -36933.3362 | 0 | 0 | 0 | 0 | 0 | 0 | 0 | #REF! | #REF! | #REF! | #REF! | #REF! | #REF! | #REF! | #REF!
2015 | 0 | 0 | 0 | -66165.425 | 0 | 0 | -29997.699 | 0 | -19465 | -390.6823 | 0 | 0 | 0 | 0 | -32606.779 | -44320.0034 | 0 | 0 | 0 | 0 | 0 | 0 | 0 | #REF! | #REF! | #REF! | #REF! | #REF! | #REF! | #REF! | #REF!
2016 | 0 | 0 | 0 | -66165.425 | -7516.6219 | 0 | -30333.163 | 0 | -19465 | -390.6823 | 0 | 0 | 0 | 0 | -34283.1648 | -51706.6707 | 0 | 0 | 0 | 0 | 0 | 0 | 0 | #REF! | #REF! | #REF! | #REF! | #REF! | #REF! | #REF! | #REF!
2017 | 0 | 0 | 0 | -66165.425 | -15033.2437 | 0 | -30668.6269 | 0 | -19465 | -390.6823 | 0 | 0 | 0 | 0 | -35959.5506 | -59093.3379 | 0 | 0 | 0 | 0 | 0 | 0 | 0 | #REF! | #REF! | #REF! | #REF! | #REF! | #REF! | #REF! | #REF!
2018 | 0 | 0 | 0 | -66165.425 | -22549.8656 | 0 | -31004.0909 | 0 | -19465 | -390.6823 | 0 | 0 | 0 | 0 | -37635.9364 | -66480.0052 | 0 | 0 | 0 | 0 | 0 | 0 | 0 | #REF! | #REF! | #REF! | #REF! | #REF! | #REF! | #REF! | #REF!
2019 | 0 | 0 | 0 | -66165.425 | -30066.4875 | 0 | -31339.5549 | 0 | -19465 | -390.6823 | 0 | 0 | 0 | 0 | -39312.3222 | -73866.6724 | 0 | 0 | 0 | 0 | 0 | 0 | 0 | #REF! | #REF! | #REF! | #REF! | #REF! | #REF! | #REF! | #REF!
2020 | 0 | 0 | 0 | -66165.425 | -37583.1094 | 0 | -31675.0188 | 0 | -19465 | -390.6823 | 0 | 0 | 0 | 0 | -40988.708 | -81253.3396 | 0 | 0 | 0 | 0 | 0 | 0 | 0 | #REF! | #REF! | #REF! | #REF! | #REF! | #REF! | #REF! | #REF!
2021 | 0 | 0 | 0 | -66165.425 | -45099.7312 | 0 | -32010.4828 | 0 | -19465 | -390.6823 | 0 | 0 | 0 | 0 | -42665.0939 | -88640.0069 | 0 | 0 | 0 | 0 | 0 | 0 | 0 | #REF! | #REF! | #REF! | #REF! | #REF! | #REF! | #REF! | #REF!
2022 | 0 | 0 | 0 | -66165.425 | -52616.3531 | 0 | -32345.9468 | 0 | -19465 | -390.6823 | 0 | 0 | 0 | 0 | -44341.4797 | -96026.6741 | 0 | 0 | 0 | 0 | 0 | 0 | 0 | #REF! | #REF! | #REF! | #REF! | #REF! | #REF! | #REF! | #REF!
2023 | 0 | 0 | 0 | -66165.425 | -60132.975 | 0 | -32681.4107 | 0 | -19465 | -390.6823 | 0 | 0 | 0 | 0 | -46017.8655 | -103413.3414 | 0 | 0 | 0 | 0 | 0 | 0 | 0 | #REF! | #REF! | #REF! | #REF! | #REF! | #REF! | #REF! | #REF!
2024 | 0 | 0 | 0 | -66165.425 | -60132.975 | -5728.4775 | -33016.8747 | 0 | -19465 | -390.6823 | 0 | 0 | 0 | 0 | -47694.2513 | -110800.0086 | 0 | 0 | 0 | 0 | 0 | 0 | 0 | #REF! | #REF! | #REF! | #REF! | #REF! | #REF! | #REF! | #REF!
2025 | 0 | 0 | 0 | -66165.425 | -60132.975 | -11456.955 | -33352.3386 | 0 | -19465 | -390.6823 | 0 | 0 | 0 | 0 | -49370.6371 | -118186.6758 | 0 | 0 | 0 | 0 | 0 | 0 | 0 | #REF! | #REF! | #REF! | #REF! | #REF! | #REF! | #REF! | #REF!
2026 | 0 | 0 | 0 | -66165.425 | -60132.975 | -17185.4325 | -33687.8026 | 0 | -19465 | -390.6823 | 0 | 0 | 0 | 0 | -51047.0229 | -125573.3431 | 0 | 0 | 0 | 0 | 0 | 0 | 0 | #REF! | #REF! | #REF! | #REF! | #REF! | #REF! | #REF! | #REF!
2027 | 0 | 0 | 0 | -66165.425 | -60132.975 | -22913.91 | -34023.2666 | 0 | -19465 | -390.6823 | 0 | 0 | 0 | 0 | -52723.4087 | -132960.0103 | 0 | 0 | 0 | 0 | 0 | 0 | 0 | #REF! | #REF! | #REF! | #REF! | #REF! | #REF! | #REF! | #REF!
2028 | 0 | 0 | 0 | -66165.425 | -60132.975 | -28642.3875 | -34358.7305 | 0 | -19465 | -390.6823 | 0 | 0 | 0 | 0 | -54399.7946 | -140346.6776 | 0 | 0 | 0 | 0 | 0 | 0 | 0 | #REF! | #REF! | #REF! | #REF! | #REF! | #REF! | #REF! | #REF!
2029 | 0 | 0 | 0 | -66165.425 | -60132.975 | -34370.865 | -34694.1945 | 0 | -19465 | -390.6823 | 0 | 0 | 0 | 0 | -56076.1804 | -147733.3448 | 0 | 0 | 0 | 0 | 0 | 0 | 0 | #REF! | #REF! | #REF! | #REF! | #REF! | #REF! | #REF! | #REF!
2030 | 0 | 0 | 0 | -66165.425 | -60132.975 | -40099.3425 | -35029.6585 | 0 | -19465 | -390.6823 | 0 | 0 | 0 | 0 | -57752.5662 | -155120.012 | 0 | 0 | 0 | 0 | 0 | 0 | 0 | #REF! | #REF! | #REF! | #REF! | #REF! | #REF! | #REF! | #REF!
2031 | 0 | 0 | 0 | -66165.425 | -60132.975 | -45827.82 | -35365.1224 | 0 | -19465 | -390.6823 | 0 | 0 | 0 | 0 | -59428.952 | -162506.6793 | 0 | 0 | 0 | 0 | 0 | 0 | 0 | #REF! | #REF! | #REF! | #REF! | #REF! | #REF! | #REF! | #REF!
2032 | 0 | 0 | 0 | -66165.425 | -60132.975 | -51556.2975 | -35700.5864 | 0 | -19465 | -390.6823 | 0 | 0 | 0 | 0 | -61105.3378 | -169893.3465 | 0 | 0 | 0 | 0 | 0 | 0 | 0 | #REF! | #REF! | #REF! | #REF! | #REF! | #REF! | #REF! | #REF!
2033 | 0 | 0 | 0 | -66165.425 | -60132.975 | -57284.775 | -36036.0504 | 0 | -19465 | -390.6823 | 0 | 0 | 0 | 0 | -62781.7236 | -177280.0138 | 0 | 0 | 0 | 0 | 0 | 0 | 0 | #REF! | #REF! | #REF! | #REF! | #REF! | #REF! | #REF! | #REF!
2034 | 0 | 0 | 0 | -66165.425 | -60132.975 | -57284.775 | -36371.5143 | 0 | -19465 | -390.6823 | 0 | 0 | 0 | 0 | -64458.1094 | -184666.681 | 0 | 0 | 0 | 0 | 0 | 0 | 0 | #REF! | #REF! | #REF! | #REF! | #REF! | #REF! | #REF! | #REF!
2035 | 0 | 0 | 0 | -66165.425 | -60132.975 | -57284.775 | -36706.9783 | 0 | -19465 | -390.6823 | 0 | 0 | 0 | 0 | -66134.4952 | -192053.3482 | 0 | 0 | 0 | 0 | 0 | 0 | 0 | #REF! | #REF! | #REF! | #REF! | #REF! | #REF! | #REF! | #REF!
2036 | 0 | 0 | 0 | -66165.425 | -60132.975 | -57284.775 | -37042.4423 | 0 | -19465 | -390.6823 | 0 | 0 | 0 | 0 | -67810.8811 | -199440.0155 | 0 | 0 | 0 | 0 | 0 | 0 | 0 | #REF! | #REF! | #REF! | #REF! | #REF! | #REF! | #REF! | #REF!
2037 | 0 | 0 | 0 | -66165.425 | -60132.975 | -57284.775 | -37377.9062 | 0 | -19465 | -390.6823 | 0 | 0 | 0 | 0 | -69487.2669 | -206826.6827 | 0 | 0 | 0 | 0 | 0 | 0 | 0 | #REF! | #REF! | #REF! | #REF! | #REF! | #REF! | #REF! | #REF!
2038 | 0 | 0 | 0 | -66165.425 | -60132.975 | -57284.775 | -37713.3702 | 0 | -19465 | -390.6823 | 0 | 0 | 0 | 0 | -71163.6527 | -214213.35 | 0 | 0 | 0 | 0 | 0 | 0 | 0 | #REF! | #REF! | #REF! | #REF! | #REF! | #REF! | #REF! | #REF!
2039 | 0 | 0 | 0 | -66165.425 | -60132.975 | -57284.775 | -38048.8342 | 0 | -19465 | -390.6823 | 0 | 0 | 0 | 0 | -72840.0385 | -221600.0172 | 0 | 0 | 0 | 0 | 0 | 0 | 0 | #REF! | #REF! | #REF! | #REF! | #REF! | #REF! | #REF! | #REF!
2040 | 0 | 0 | 0 | -66165.425 | -60132.975 | -57284.775 | -38384.2981 | 0 | -19465 | -390.6823 | 0 | 0 | 0 | 0 | -74516.4243 | -228986.6844 | 0 | 0 | 0 | 0 | 0 | 0 | 0 | #REF! | #REF! | #REF! | #REF! | #REF! | #REF! | #REF! | #REF!
2041 | 0 | 0 | 0 | -66165.425 | -60132.975 | -57284.775 | -38719.7621 | 0 | -19465 | -390.6823 | 0 | 0 | 0 | 0 | -76192.8101 | -236373.3517 | 0 | 0 | 0 | 0 | 0 | 0 | 0 | #REF! | #REF! | #REF! | #REF! | #REF! | #REF! | #REF! | #REF!
2042 | 0 | 0 | 0 | -66165.425 | -60132.975 | -57284.775 | -39055.2261 | 0 | -19465 | -390.6823 | 0 | 0 | 0 | 0 | -77869.1959 | -243760.0189 | 0 | 0 | 0 | 0 | 0 | 0 | 0 | #REF! | #REF! | #REF! | #REF! | #REF! | #REF! | #REF! | #REF!
2043 | 0 | 0 | 0 | -66165.425 | -60132.975 | -57284.775 | -39390.69 | 0 | -19465 | -390.6823 | 0 | 0 | 0 | 0 | -79545.5817 | -251146.6862 | 0 | 0 | 0 | 0 | 0 | 0 | 0 | #REF! | #REF! | #REF! | #REF! | #REF! | #REF! | #REF! | #REF!
2044 | 0 | 0 | 0 | -66165.425 | -60132.975 | -57284.775 | -39726.154 | 0 | -19465 | -390.6823 | 0 | 0 | 0 | 0 | -81221.9676 | -258533.3534 | 0 | 0 | 0 | 0 | 0 | 0 | 0 | #REF! | #REF! | #REF! | #REF! | #REF! | #REF! | #REF! | #REF!
2045 | 0 | 0 | 0 | -66165.425 | -60132.975 | -57284.775 | -40061.618 | 0 | -19465 | -390.6823 | 0 | 0 | 0 | 0 | -82898.3534 | -265920.0206 | 0 | 0 | 0 | 0 | 0 | 0 | 0 | #REF! | #REF! | #REF! | #REF! | #REF! | #REF! | #REF! | #REF!
2046 | 0 | 0 | 0 | -66165.425 | -60132.975 | -57284.775 | -40397.0819 | 0 | -19465 | -390.6823 | 0 | 0 | 0 | 0 | -84574.7392 | -273306.6879 | 0 | 0 | 0 | 0 | 0 | 0 | 0 | #REF! | #REF! | #REF! | #REF! | #REF! | #REF! | #REF! | #REF!
2047 | 0 | 0 | 0 | -66165.425 | -60132.975 | -57284.775 | -40732.5459 | 0 | -19465 | -390.6823 | 0 | 0 | 0 | 0 | -86251.125 | -280693.3551 | 0 | 0 | 0 | 0 | 0 | 0 | 0 | #REF! | #REF! | #REF! | #REF! | #REF! | #REF! | #REF! | #REF!
2048 | 0 | 0 | 0 | -66165.425 | -60132.975 | -57284.775 | -41068.0098 | 0 | -19465 | -390.6823 | 0 | 0 | 0 | 0 | -87927.5108 | -288080.0224 | 0 | 0 | 0 | 0 | 0 | 0 | 0 | #REF! | #REF! | #REF! | #REF! | #REF! | #REF! | #REF! | #REF!
2049 | 0 | 0 | 0 | -66165.425 | -60132.975 | -57284.775 | -41403.4738 | 0 | -19465 | -390.6823 | 0 | 0 | 0 | 0 | -89603.8966 | -295466.6896 | 0 | 0 | 0 | 0 | 0 | 0 | 0 | #REF! | #REF! | #REF! | #REF! | #REF! | #REF! | #REF! | #REF!
2050 | 0 | 0 | 0 | -66165.425 | -60132.975 | -57284.775 | -41738.9378 | 0 | -19465 | -390.6823 | 0 | 0 | 0 | 0 | -91280.2824 | -302853.3568 | 0 | 0 | 0 | 0 | 0 | 0 | 0 | #REF! | #REF! | #REF! | #REF! | #REF! | #REF! | #REF! | #REF!
HOME

## CWConsumption
| Row offset | 18
| Column offset | 18 | 15 | 6
CWConsumption | GreenPwr1 | GreenPwr2 | Wind | ShortECM | MidECM | LongECM | SteamLineImp | UnitaryChiller | GeoExchange | SolarDHW | WasteReduction | DishStirling | Parabolic | GreenIT | GreenBuild | SpacePlanning | CHP | CoalToNG | CentralChillerExp | RooftopPV | ReducedAir | ReducedAuto | BehaviorChange | 0 | 0 | 0 | 0 | 0 | 0 | 0 | 0 | 0
MMBTU | Green Power Purchase Opt 1 (Partial) | Green Power Purchase (MCCo Reserve Fund) | On-site Wind | Short-term Energy Conservation Measures | Mid-term Energy Conservation Measures | Long-term Energy Conservation Measures | Steam Line Improvements | Unitary Chiller Upgrades | Geo Exchange | Solar DHW | Waste Reduction | Dish Stirling | Parabolic Trough | Green IT | Building Design & Construction Standards | Space Planning & Management | Combined Heat & Power | Coal to Natural Gas Conversion @ Steam Plant | Central Chiller Expansion | Rooftop Solar PV | Reduced Air Travel | Reduced Automobile Reliance Strategies | Behavior Change | #REF! | #REF! | #REF! | #REF! | #REF! | #REF! | #REF! | #REF! | #REF!
2010 | 0 | 0 | 0 | 0 | 0 | 0 | 0 | 0 | 0 | 0 | 0 | 0 | 0 | 0 | 0 | -1928.9173 | 0 | 0 | 0 | 0 | 0 | 0 | 0 | #REF! | #REF! | #REF! | #REF! | #REF! | #REF! | #REF! | #REF!
2011 | 0 | 0 | 0 | -3206.0592 | 0 | 0 | 0 | 0 | 0 | 0 | 0 | 0 | 0 | 0 | -513.7637 | -3857.8347 | 0 | 0 | 0 | 0 | 0 | 0 | 0 | #REF! | #REF! | #REF! | #REF! | #REF! | #REF! | #REF! | #REF!
2012 | 0 | 0 | 0 | -6412.1184 | 0 | 0 | 0 | 0 | 0 | 0 | 0 | 0 | 0 | 0 | -1692.0544 | -5786.752 | 0 | 0 | 92998.08 | 0 | 0 | 0 | 0 | #REF! | #REF! | #REF! | #REF! | #REF! | #REF! | #REF! | #REF!
2013 | 0 | 0 | 0 | -9618.1776 | 0 | 0 | 0 | 0 | 0 | 0 | 0 | 0 | 0 | 0 | -2221.6843 | -7715.6694 | 0 | 0 | 95850.72 | 0 | 0 | 0 | 0 | #REF! | #REF! | #REF! | #REF! | #REF! | #REF! | #REF! | #REF!
2014 | 0 | 0 | 0 | -12824.2368 | 0 | 0 | 0 | 0 | 0 | 0 | 0 | 0 | 0 | 0 | -2503.0331 | -9644.5867 | 0 | 0 | 172018.56 | 0 | 0 | 0 | 0 | #REF! | #REF! | #REF! | #REF! | #REF! | #REF! | #REF! | #REF!
2015 | 0 | 0 | 0 | -16030.296 | 0 | 0 | 0 | 0 | 0 | 0 | 0 | 0 | 0 | 0 | -3479.7137 | -11573.5041 | 0 | 0 | 174871.2 | 0 | 0 | 0 | 0 | #REF! | #REF! | #REF! | #REF! | #REF! | #REF! | #REF! | #REF!
2016 | 0 | 0 | 0 | -16030.296 | -865.626 | 0 | 0 | 0 | 0 | 0 | 0 | 0 | 0 | 0 | -3773.0929 | -13502.4214 | 0 | 0 | 203327.04 | 0 | 0 | 0 | 0 | #REF! | #REF! | #REF! | #REF! | #REF! | #REF! | #REF! | #REF!
2017 | 0 | 0 | 0 | -16030.296 | -1731.252 | 0 | 0 | 0 | 0 | 0 | 0 | 0 | 0 | 0 | -4067.9132 | -15431.3388 | 0 | 0 | 206179.68 | 0 | 0 | 0 | 0 | #REF! | #REF! | #REF! | #REF! | #REF! | #REF! | #REF! | #REF!
2018 | 0 | 0 | 0 | -16030.296 | -2596.878 | 0 | 0 | 0 | 0 | 0 | 0 | 0 | 0 | 0 | -4364.1277 | -17360.2561 | 0 | 0 | 209032.32 | 0 | 0 | 0 | 0 | #REF! | #REF! | #REF! | #REF! | #REF! | #REF! | #REF! | #REF!
2019 | 0 | 0 | 0 | -16030.296 | -3462.504 | 0 | 0 | 0 | 0 | 0 | 0 | 0 | 0 | 0 | -4661.6916 | -19289.1735 | 0 | 0 | 211884.96 | 0 | 0 | 0 | 0 | #REF! | #REF! | #REF! | #REF! | #REF! | #REF! | #REF! | #REF!
2020 | 0 | 0 | 0 | -16030.296 | -4328.13 | 0 | 0 | 0 | 0 | 0 | 0 | 0 | 0 | 0 | -4960.562 | -21218.0908 | 0 | 0 | 214737.6 | 0 | 0 | 0 | 0 | #REF! | #REF! | #REF! | #REF! | #REF! | #REF! | #REF! | #REF!
2021 | 0 | 0 | 0 | -16030.296 | -5193.756 | 0 | 0 | 0 | 0 | 0 | 0 | 0 | 0 | 0 | -5260.6979 | -23147.0082 | 0 | 0 | 217590.24 | 0 | 0 | 0 | 0 | #REF! | #REF! | #REF! | #REF! | #REF! | #REF! | #REF! | #REF!
2022 | 0 | 0 | 0 | -16030.296 | -6059.382 | 0 | 0 | 0 | 0 | 0 | 0 | 0 | 0 | 0 | -5562.06 | -25075.9255 | 0 | 0 | 220442.88 | 0 | 0 | 0 | 0 | #REF! | #REF! | #REF! | #REF! | #REF! | #REF! | #REF! | #REF!
2023 | 0 | 0 | 0 | -16030.296 | -6925.008 | 0 | 0 | 0 | 0 | 0 | 0 | 0 | 0 | 0 | -5864.6103 | -27004.8429 | 0 | 0 | 223295.52 | 0 | 0 | 0 | 0 | #REF! | #REF! | #REF! | #REF! | #REF! | #REF! | #REF! | #REF!
2024 | 0 | 0 | 0 | -16030.296 | -6925.008 | -1697.3328 | 0 | 0 | 0 | 0 | 0 | 0 | 0 | 0 | -6168.3128 | -28933.7602 | 0 | 0 | 226148.16 | 0 | 0 | 0 | 0 | #REF! | #REF! | #REF! | #REF! | #REF! | #REF! | #REF! | #REF!
2025 | 0 | 0 | 0 | -16030.296 | -6925.008 | -3394.6656 | 0 | 0 | 0 | 0 | 0 | 0 | 0 | 0 | -6473.1327 | -30862.6776 | 0 | 0 | 229000.8 | 0 | 0 | 0 | 0 | #REF! | #REF! | #REF! | #REF! | #REF! | #REF! | #REF! | #REF!
2026 | 0 | 0 | 0 | -16030.296 | -6925.008 | -5091.9984 | 0 | 0 | 0 | 0 | 0 | 0 | 0 | 0 | -6779.0366 | -32791.5949 | 0 | 0 | 231853.44 | 0 | 0 | 0 | 0 | #REF! | #REF! | #REF! | #REF! | #REF! | #REF! | #REF! | #REF!
2027 | 0 | 0 | 0 | -16030.296 | -6925.008 | -6789.3312 | 0 | 0 | 0 | 0 | 0 | 0 | 0 | 0 | -7085.9923 | -34720.5123 | 0 | 0 | 234706.08 | 0 | 0 | 0 | 0 | #REF! | #REF! | #REF! | #REF! | #REF! | #REF! | #REF! | #REF!
2028 | 0 | 0 | 0 | -16030.296 | -6925.008 | -8486.664 | 0 | 0 | 0 | 0 | 0 | 0 | 0 | 0 | -7393.9692 | -36649.4296 | 0 | 0 | 237558.72 | 0 | 0 | 0 | 0 | #REF! | #REF! | #REF! | #REF! | #REF! | #REF! | #REF! | #REF!
2029 | 0 | 0 | 0 | -16030.296 | -6925.008 | -10183.9968 | 0 | 0 | 0 | 0 | 0 | 0 | 0 | 0 | -7702.9375 | -38578.347 | 0 | 0 | 240411.36 | 0 | 0 | 0 | 0 | #REF! | #REF! | #REF! | #REF! | #REF! | #REF! | #REF! | #REF!
2030 | 0 | 0 | 0 | -16030.296 | -6925.008 | -11881.3296 | 0 | 0 | 0 | 0 | 0 | 0 | 0 | 0 | -8012.8689 | -40507.2643 | 0 | 0 | 243264 | 0 | 0 | 0 | 0 | #REF! | #REF! | #REF! | #REF! | #REF! | #REF! | #REF! | #REF!
2031 | 0 | 0 | 0 | -16030.296 | -6925.008 | -13578.6624 | 0 | 0 | 0 | 0 | 0 | 0 | 0 | 0 | -8323.7358 | -42436.1817 | 0 | 0 | 243264 | 0 | 0 | 0 | 0 | #REF! | #REF! | #REF! | #REF! | #REF! | #REF! | #REF! | #REF!
2032 | 0 | 0 | 0 | -16030.296 | -6925.008 | -15275.9952 | 0 | 0 | 0 | 0 | 0 | 0 | 0 | 0 | -8635.512 | -44365.099 | 0 | 0 | 243264 | 0 | 0 | 0 | 0 | #REF! | #REF! | #REF! | #REF! | #REF! | #REF! | #REF! | #REF!
2033 | 0 | 0 | 0 | -16030.296 | -6925.008 | -16973.328 | 0 | 0 | 0 | 0 | 0 | 0 | 0 | 0 | -8948.172 | -46294.0164 | 0 | 0 | 243264 | 0 | 0 | 0 | 0 | #REF! | #REF! | #REF! | #REF! | #REF! | #REF! | #REF! | #REF!
2034 | 0 | 0 | 0 | -16030.296 | -6925.008 | -16973.328 | 0 | 0 | 0 | 0 | 0 | 0 | 0 | 0 | -9261.6914 | -48222.9337 | 0 | 0 | 243264 | 0 | 0 | 0 | 0 | #REF! | #REF! | #REF! | #REF! | #REF! | #REF! | #REF! | #REF!
2035 | 0 | 0 | 0 | -16030.296 | -6925.008 | -16973.328 | 0 | 0 | 0 | 0 | 0 | 0 | 0 | 0 | -9576.0466 | -50151.8511 | 0 | 0 | 243264 | 0 | 0 | 0 | 0 | #REF! | #REF! | #REF! | #REF! | #REF! | #REF! | #REF! | #REF!
2036 | 0 | 0 | 0 | -16030.296 | -6925.008 | -16973.328 | 0 | 0 | 0 | 0 | 0 | 0 | 0 | 0 | -9891.2149 | -52080.7684 | 0 | 0 | 243264 | 0 | 0 | 0 | 0 | #REF! | #REF! | #REF! | #REF! | #REF! | #REF! | #REF! | #REF!
2037 | 0 | 0 | 0 | -16030.296 | -6925.008 | -16973.328 | 0 | 0 | 0 | 0 | 0 | 0 | 0 | 0 | -10207.1744 | -54009.6858 | 0 | 0 | 243264 | 0 | 0 | 0 | 0 | #REF! | #REF! | #REF! | #REF! | #REF! | #REF! | #REF! | #REF!
2038 | 0 | 0 | 0 | -16030.296 | -6925.008 | -16973.328 | 0 | 0 | 0 | 0 | 0 | 0 | 0 | 0 | -10523.904 | -55938.6031 | 0 | 0 | 243264 | 0 | 0 | 0 | 0 | #REF! | #REF! | #REF! | #REF! | #REF! | #REF! | #REF! | #REF!
2039 | 0 | 0 | 0 | -16030.296 | -6925.008 | -16973.328 | 0 | 0 | 0 | 0 | 0 | 0 | 0 | 0 | -10841.3833 | -57867.5205 | 0 | 0 | 243264 | 0 | 0 | 0 | 0 | #REF! | #REF! | #REF! | #REF! | #REF! | #REF! | #REF! | #REF!
2040 | 0 | 0 | 0 | -16030.296 | -6925.008 | -16973.328 | 0 | 0 | 0 | 0 | 0 | 0 | 0 | 0 | -11159.5927 | -59796.4378 | 0 | 0 | 243264 | 0 | 0 | 0 | 0 | #REF! | #REF! | #REF! | #REF! | #REF! | #REF! | #REF! | #REF!
2041 | 0 | 0 | 0 | -16030.296 | -6925.008 | -16973.328 | 0 | 0 | 0 | 0 | 0 | 0 | 0 | 0 | -11478.5132 | -61725.3552 | 0 | 0 | 243264 | 0 | 0 | 0 | 0 | #REF! | #REF! | #REF! | #REF! | #REF! | #REF! | #REF! | #REF!
2042 | 0 | 0 | 0 | -16030.296 | -6925.008 | -16973.328 | 0 | 0 | 0 | 0 | 0 | 0 | 0 | 0 | -11798.1265 | -63654.2725 | 0 | 0 | 243264 | 0 | 0 | 0 | 0 | #REF! | #REF! | #REF! | #REF! | #REF! | #REF! | #REF! | #REF!
2043 | 0 | 0 | 0 | -16030.296 | -6925.008 | -16973.328 | 0 | 0 | 0 | 0 | 0 | 0 | 0 | 0 | -12118.4149 | -65583.1899 | 0 | 0 | 243264 | 0 | 0 | 0 | 0 | #REF! | #REF! | #REF! | #REF! | #REF! | #REF! | #REF! | #REF!
2044 | 0 | 0 | 0 | -16030.296 | -6925.008 | -16973.328 | 0 | 0 | 0 | 0 | 0 | 0 | 0 | 0 | -12439.3612 | -67512.1072 | 0 | 0 | 243264 | 0 | 0 | 0 | 0 | #REF! | #REF! | #REF! | #REF! | #REF! | #REF! | #REF! | #REF!
2045 | 0 | 0 | 0 | -16030.296 | -6925.008 | -16973.328 | 0 | 0 | 0 | 0 | 0 | 0 | 0 | 0 | -12760.949 | -69441.0246 | 0 | 0 | 243264 | 0 | 0 | 0 | 0 | #REF! | #REF! | #REF! | #REF! | #REF! | #REF! | #REF! | #REF!
2046 | 0 | 0 | 0 | -16030.296 | -6925.008 | -16973.328 | 0 | 0 | 0 | 0 | 0 | 0 | 0 | 0 | -13083.1622 | -71369.9419 | 0 | 0 | 243264 | 0 | 0 | 0 | 0 | #REF! | #REF! | #REF! | #REF! | #REF! | #REF! | #REF! | #REF!
2047 | 0 | 0 | 0 | -16030.296 | -6925.008 | -16973.328 | 0 | 0 | 0 | 0 | 0 | 0 | 0 | 0 | -13405.9854 | -73298.8593 | 0 | 0 | 243264 | 0 | 0 | 0 | 0 | #REF! | #REF! | #REF! | #REF! | #REF! | #REF! | #REF! | #REF!
2048 | 0 | 0 | 0 | -16030.296 | -6925.008 | -16973.328 | 0 | 0 | 0 | 0 | 0 | 0 | 0 | 0 | -13729.4037 | -75227.7766 | 0 | 0 | 243264 | 0 | 0 | 0 | 0 | #REF! | #REF! | #REF! | #REF! | #REF! | #REF! | #REF! | #REF!
2049 | 0 | 0 | 0 | -16030.296 | -6925.008 | -16973.328 | 0 | 0 | 0 | 0 | 0 | 0 | 0 | 0 | -14053.4026 | -77156.694 | 0 | 0 | 243264 | 0 | 0 | 0 | 0 | #REF! | #REF! | #REF! | #REF! | #REF! | #REF! | #REF! | #REF!
2050 | 0 | 0 | 0 | -16030.296 | -6925.008 | -16973.328 | 0 | 0 | 0 | 0 | 0 | 0 | 0 | 0 | -14377.9681 | -79085.6113 | 0 | 0 | 243264 | 0 | 0 | 0 | 0 | #REF! | #REF! | #REF! | #REF! | #REF! | #REF! | #REF! | #REF!
HOME

## WedgeData
| Column Offset | [7 empty] | 29 | 28 | 13 | 12 | 27 | 25 | 24 | 23 | 22 | 21 | 20 | 19 | 18 | 16 | 15 | 11 | 10 | 9 | 6 | 5 | 4 | 3 | 2 | 1 | 26 | 25 | 24 | 22 | 20 | 18 | 17 | 16 | 14 | 11 | 10 | 8 | 6 | 4 | 3 | 2
GHG Emissions (MTCO2e) | Business As Usual (No Grid Footprint Change) | Neutrality by 2050 | BAU Less Portfolio | Remaining Scope 3 - Other (Air Travel, etc.) | Remaining Scope 3 - Commuting | Remaining Scope 2 | Remaining Scope 1 | Offsets Required for Neutrality | #REF! | #REF! | Scope 3: Parabolic Trough | Scope 3: Dish Stirling | #REF! | #REF! | #REF! | Scope 2: Behavior Change | Scope 2: Reduced Automobile Reliance Strategies | Scope 2: Reduced Air Travel | Scope 2: Rooftop Solar PV | Scope 2: Central Chiller Expansion | Scope 2: Coal to Natural Gas Conversion @ Steam Plant | Scope 2: Space Planning & Management | Scope 2: Building Design & Construction Standards | Scope 2: Waste Reduction | Scope 2: Solar DHW | Scope 2: Geo Exchange | Scope 2: Long-term Energy Conservation Measures | Scope 2: Mid-term Energy Conservation Measures | Scope 2: Short-term Energy Conservation Measures | Scope 2: On-site Wind | Scope 2: Green Power Purchase (MCCo Reserve Fund) | Scope 2: Green Power Purchase Opt 1 (Partial) | #REF! | #REF! | #REF! | Scope 1: Reduced Automobile Reliance Strategies | Scope 1: Rooftop Solar PV | Scope 1: Coal to Natural Gas Conversion @ Steam Plant | Scope 1: Combined Heat & Power | Scope 1: Space Planning & Management | Scope 1: Green IT | Scope 1: Waste Reduction | Scope 1: Solar DHW | Scope 1: Unitary Chiller Upgrades | Scope 1: Long-term Energy Conservation Measures | Scope 1: Short-term Energy Conservation Measures | Scope 1: On-site Wind | Scope 1: Green Power Purchase (MCCo Reserve Fund) | Electricity Footprint Change
2005
2006 |  |  | Need to fix this formula once all portolio wedges are in
2007
2008 | 0 | 0
2009 | 263218.4299 | 263218.4299
2010 | 266371.4901 | 256798.4682 | #REF! | #REF! | #REF! | #REF! | #REF! | 0 | #REF! | #REF! | 0 | 0 | #REF! | #REF! | #REF! | 0 | 0 | 0 | 0 | 0 | 0 | 2011.5287 | 0 | 0 | 0 | 0 | 0 | 0 | 0 | 0 | 0 | 0 | #REF! | #REF! | #REF! | 0 | 0 | 0 | 0 | 0 | 0 | 0 | 0 | 0 | 0 | 0 | 0 | 0 | #REF!
2011 | 269303.6774 | 250378.5065 | #REF! | #REF! | #REF! | #REF! | #REF! | 0 | #REF! | #REF! | 0 | 0 | #REF! | #REF! | #REF! | 0 | 0 | 0 | 0 | 0 | 0 | 4023.0574 | 789.7226 | 0 | 0 | 0 | 0 | 0 | 2742.027 | 124.437 | 0 | 35512.8363 | #REF! | #REF! | #REF! | 0 | 0 | 0 | 0 | 0 | 0 | 0 | 0 | 0 | 0 | 0 | 0 | 0 | #REF!
2012 | 275791.8553 | 243958.5448 | #REF! | #REF! | #REF! | #REF! | #REF! | 0 | #REF! | #REF! | 0 | 0 | #REF! | #REF! | #REF! | 443.0304 | 0 | 0 | 0 | 2167.9819 | 0 | 6034.586 | 3573.5486 | 0 | 42.1064 | 0 | 0 | 0 | 5484.0541 | 124.437 | 0 | 35512.8363 | #REF! | #REF! | #REF! | 0 | 0 | 0 | 0 | 0 | 0 | 0 | 0 | 0 | 0 | 0 | 0 | 0 | #REF!
2013 | 279648.6195 | 237538.5831 | #REF! | #REF! | #REF! | #REF! | #REF! | 0 | #REF! | #REF! | 0 | 0 | #REF! | #REF! | #REF! | 877.2597 | 0 | 0 | 0 | 2218.6346 | 0 | 8046.1147 | 4637.7326 | 0 | 42.1064 | 680.8086 | 0 | 0 | 8226.0811 | 124.437 | 0 | 35512.8363 | #REF! | #REF! | #REF! | 0 | 0 | 0 | 0 | 0 | 0 | 0 | 0 | 0 | 0 | 0 | 0 | 0 | #REF!
2014 | 282513.6366 | 231118.6214 | #REF! | #REF! | #REF! | #REF! | #REF! | 0 | #REF! | #REF! | 0 | 0 | #REF! | #REF! | #REF! | 1300.8517 | 0 | 0 | 0 | 4005.0411 | 0 | 10057.6434 | 5052.878 | 0 | 42.1064 | 680.8086 | 0 | 0 | 10968.1082 | 124.437 | 2177.6471 | 35512.8363 | #REF! | #REF! | #REF! | 0 | 0 | 0 | 0 | 0 | 0 | 0 | 0 | 0 | 0 | 0 | 0 | 0 | #REF!
2015 | 287982.7181 | 224698.6597 | #REF! | #REF! | #REF! | #REF! | #REF! | 0 | #REF! | #REF! | 0 | 0 | #REF! | #REF! | #REF! | 1720.4743 | 0 | 0 | 497.5264 | 4055.6937 | 18056.3657 | 12069.1721 | 7226.3576 | 0 | 42.1064 | 1361.6171 | 0 | 0 | 13710.1352 | 124.437 | 2177.6471 | 35512.8363 | #REF! | #REF! | #REF! | 0 | 0 | 0 | 0 | 0 | 0 | 0 | 0 | 0 | 0 | 0 | 0 | 0 | #REF!
2016 | 290832.7262 | 218278.698 | #REF! | #REF! | #REF! | #REF! | #REF! | 0 | #REF! | #REF! | 0 | 0 | #REF! | #REF! | #REF! | 2130.222 | 0 | 0 | 497.5264 | 4712.5079 | 18258.2899 | 14080.7008 | 7651.4768 | 0 | 42.1064 | 1361.6171 | 0 | 1651.6937 | 13710.1352 | 124.437 | 2177.6471 | 35512.8363 | #REF! | #REF! | #REF! | 0 | 0 | 0 | 0 | 0 | 0 | 0 | 0 | 0 | 0 | 0 | 0 | 0 | #REF!
2017 | 293677.6117 | 211858.7363 | #REF! | #REF! | #REF! | #REF! | #REF! | 0 | #REF! | #REF! | 0 | 0 | #REF! | #REF! | #REF! | 2531.7906 | 0 | 0 | 497.5264 | 4763.1606 | 18460.214 | 16092.2294 | 8077.7906 | 0 | 42.1064 | 1361.6171 | 0 | 3303.3874 | 13710.1352 | 124.437 | 4355.2942 | 35512.8363 | #REF! | #REF! | #REF! | 0 | 0 | 0 | 0 | 0 | 0 | 0 | 0 | 0 | 0 | 0 | 0 | 0 | #REF!
2018 | 296518.3109 | 205438.7746 | #REF! | #REF! | #REF! | #REF! | #REF! | 0 | #REF! | #REF! | 0 | 0 | #REF! | #REF! | #REF! | 2841.5898 | 0 | 0 | 497.5264 | 4813.8133 | 18662.1382 | 18103.7581 | 8505.2602 | 0 | 42.1064 | 1361.6171 | 0 | 4955.0811 | 13710.1352 | 124.437 | 4355.2942 | 35512.8363 | #REF! | #REF! | #REF! | 0 | 0 | 0 | 0 | 0 | 0 | 0 | 0 | 0 | 0 | 0 | 0 | 0 | #REF!
2019 | 299355.5053 | 199018.8129 | #REF! | #REF! | #REF! | #REF! | #REF! | 0 | #REF! | #REF! | 0 | 0 | #REF! | #REF! | #REF! | 3144.8177 | 0 | 0 | 497.5264 | 4864.4659 | 18864.0624 | 20115.2868 | 8933.8486 | 0 | 42.1064 | 1361.6171 | 0 | 6606.7748 | 13710.1352 | 124.437 | 6532.9414 | 35512.8363 | #REF! | #REF! | #REF! | 0 | 0 | 0 | 0 | 0 | 0 | 0 | 0 | 0 | 0 | 0 | 0 | 0 | #REF!
2020 | 302189.7096 | 192598.8511 | #REF! | #REF! | #REF! | #REF! | #REF! | 0 | #REF! | #REF! | 0 | 0 | #REF! | #REF! | #REF! | 3441.4642 | 0 | 0 | 497.5264 | 4915.1186 | 19065.9865 | 22126.8155 | 9363.5202 | 0 | 42.1064 | 1361.6171 | 0 | 8258.4684 | 13710.1352 | 124.437 | 6532.9414 | 35512.8363 | #REF! | #REF! | #REF! | 0 | 0 | 0 | 0 | 0 | 0 | 0 | 0 | 0 | 0 | 0 | 0 | 0 | #REF!
2021 | 305021.3234 | 186178.8894 | #REF! | #REF! | #REF! | #REF! | #REF! | 0 | #REF! | #REF! | 0 | 0 | #REF! | #REF! | #REF! | 3731.5195 | 0 | 0 | 497.5264 | 4965.7713 | 19267.9107 | 24138.3442 | 9794.2409 | 0 | 42.1064 | 1361.6171 | 0 | 9910.1621 | 13710.1352 | 124.437 | 8710.5885 | 35512.8363 | #REF! | #REF! | #REF! | 0 | 0 | 0 | 0 | 0 | 0 | 0 | 0 | 0 | 0 | 0 | 0 | 0 | #REF!
2022 | 307850.6647 | 179758.9277 | #REF! | #REF! | #REF! | #REF! | #REF! | 0 | #REF! | #REF! | 0 | 0 | #REF! | #REF! | #REF! | 4014.9741 | 0 | 0 | 497.5264 | 5016.4239 | 19469.8348 | 26149.8728 | 10225.9781 | 0 | 42.1064 | 1361.6171 | 0 | 11561.8558 | 13710.1352 | 124.437 | 8710.5885 | 35512.8363 | #REF! | #REF! | #REF! | 0 | 0 | 0 | 0 | 0 | 0 | 0 | 0 | 0 | 0 | 0 | 0 | 0 | #REF!
2023 | 310677.9912 | 173338.966 | #REF! | #REF! | #REF! | #REF! | #REF! | 0 | #REF! | #REF! | 0 | 0 | #REF! | #REF! | #REF! | 3973.9066 | 0 | 0 | 497.5264 | 5067.0766 | 19671.759 | 28161.4015 | 10658.7005 | 0 | 42.1064 | 1361.6171 | 0 | 13213.5495 | 13710.1352 | 124.437 | 8710.5885 | 35512.8363 | #REF! | #REF! | #REF! | 0 | 0 | 0 | 0 | 0 | 0 | 0 | 0 | 0 | 0 | 0 | 0 | 0 | #REF!
2024 | 313503.5153 | 166919.0043 | #REF! | #REF! | #REF! | #REF! | #REF! | 0 | #REF! | #REF! | 0 | 0 | #REF! | #REF! | #REF! | 3960.2753 | 0 | 0 | 497.5264 | 5117.7293 | 19873.6831 | 30172.9302 | 11092.378 | 0 | 42.1064 | 1361.6171 | 1008.2242 | 13213.5495 | 13710.1352 | 124.437 | 8710.5885 | 35512.8363 | #REF! | #REF! | #REF! | 0 | 0 | 0 | 0 | 0 | 0 | 0 | 0 | 0 | 0 | 0 | 0 | 0 | #REF!
2025 | 316327.4147 | 160499.0426 | #REF! | #REF! | #REF! | #REF! | #REF! | 0 | #REF! | #REF! | 0 | 0 | #REF! | #REF! | #REF! | 3946.6043 | 0 | 0 | 497.5264 | 5168.3819 | 20075.6073 | 32184.4589 | 11526.9819 | 0 | 42.1064 | 1361.6171 | 2016.4483 | 13213.5495 | 13710.1352 | 124.437 | 8710.5885 | 35512.8363 | #REF! | #REF! | #REF! | 0 | 0 | 0 | 0 | 0 | 0 | 0 | 0 | 0 | 0 | 0 | 0 | 0 | #REF!
2026 | 319149.8394 | 154079.0809 | #REF! | #REF! | #REF! | #REF! | #REF! | 0 | #REF! | #REF! | 0 | 0 | #REF! | #REF! | #REF! | 3932.8949 | 0 | 0 | 497.5264 | 5219.0346 | 20277.5314 | 34195.9876 | 11962.4845 | 0 | 42.1064 | 1361.6171 | 3024.6725 | 13213.5495 | 13710.1352 | 124.437 | 8710.5885 | 35512.8363 | #REF! | #REF! | #REF! | 0 | 0 | 0 | 0 | 0 | 0 | 0 | 0 | 0 | 0 | 0 | 0 | 0 | #REF!
2027 | 321970.9179 | 147659.1192 | #REF! | #REF! | #REF! | #REF! | #REF! | 0 | #REF! | #REF! | 0 | 0 | #REF! | #REF! | #REF! | 3919.1481 | 0 | 0 | 497.5264 | 5269.6873 | 20479.4556 | 36207.5162 | 12398.8591 | 0 | 42.1064 | 1361.6171 | 4032.8966 | 13213.5495 | 13710.1352 | 124.437 | 8710.5885 | 35512.8363 | #REF! | #REF! | #REF! | 0 | 0 | 0 | 0 | 0 | 0 | 0 | 0 | 0 | 0 | 0 | 0 | 0 | #REF!
2028 | 324790.7609 | 141239.1575 | #REF! | #REF! | #REF! | #REF! | #REF! | 0 | #REF! | #REF! | 0 | 0 | #REF! | #REF! | #REF! | 3905.365 | 0 | 0 | 497.5264 | 5320.3399 | 20681.3798 | 38219.0449 | 12836.0803 | 0 | 42.1064 | 1361.6171 | 5041.1208 | 13213.5495 | 13710.1352 | 124.437 | 8710.5885 | 35512.8363 | #REF! | #REF! | #REF! | 0 | 0 | 0 | 0 | 0 | 0 | 0 | 0 | 0 | 0 | 0 | 0 | 0 | #REF!
2029 | 327609.4647 | 134819.1958 | #REF! | #REF! | #REF! | #REF! | #REF! | 0 | #REF! | #REF! | 0 | 0 | #REF! | #REF! | #REF! | 3891.5468 | 0 | 0 | 497.5264 | 5370.9926 | 20883.3039 | 40230.5736 | 13274.1234 | 0 | 42.1064 | 1361.6171 | 6049.345 | 13213.5495 | 13710.1352 | 124.437 | 8710.5885 | 35512.8363 | #REF! | #REF! | #REF! | 0 | 0 | 0 | 0 | 0 | 0 | 0 | 0 | 0 | 0 | 0 | 0 | 0 | #REF!
2030 | 330427.1139 | 128399.2341 | #REF! | #REF! | #REF! | #REF! | #REF! | 0 | #REF! | #REF! | 0 | 0 | #REF! | #REF! | #REF! | 3877.6943 | 0 | 0 | 497.5264 | 5421.6453 | 21085.2281 | 42242.1023 | 13712.965 | 0 | 42.1064 | 1361.6171 | 7057.5691 | 13213.5495 | 13710.1352 | 124.437 | 8710.5885 | 35512.8363 | #REF! | #REF! | #REF! | 0 | 0 | 0 | 0 | 0 | 0 | 0 | 0 | 0 | 0 | 0 | 0 | 0 | #REF!
2031 | 333243.7828 | 121979.2724 | #REF! | #REF! | #REF! | #REF! | #REF! | 0 | #REF! | #REF! | 0 | 0 | #REF! | #REF! | #REF! | 3863.8086 | 0 | 0 | 497.5264 | 5421.6453 | 21287.1522 | 44253.6309 | 14152.5821 | 0 | 42.1064 | 1361.6171 | 8065.7933 | 13213.5495 | 13710.1352 | 124.437 | 8710.5885 | 35512.8363 | #REF! | #REF! | #REF! | 0 | 0 | 0 | 0 | 0 | 0 | 0 | 0 | 0 | 0 | 0 | 0 | 0 | #REF!
2032 | 336059.5377 | 115559.3107 | #REF! | #REF! | #REF! | #REF! | #REF! | 0 | #REF! | #REF! | 0 | 0 | #REF! | #REF! | #REF! | 3849.8906 | 0 | 0 | 497.5264 | 5421.6453 | 21489.0764 | 46265.1596 | 14592.9531 | 0 | 42.1064 | 1361.6171 | 9074.0174 | 13213.5495 | 13710.1352 | 124.437 | 8710.5885 | 35512.8363 | #REF! | #REF! | #REF! | 0 | 0 | 0 | 0 | 0 | 0 | 0 | 0 | 0 | 0 | 0 | 0 | 0 | #REF!
2033 | 338874.4375 | 109139.349 | #REF! | #REF! | #REF! | #REF! | #REF! | 0 | #REF! | #REF! | 0 | 0 | #REF! | #REF! | #REF! | 3835.9412 | 0 | 0 | 497.5264 | 5421.6453 | 21691.0005 | 48276.6883 | 15034.0568 | 0 | 42.1064 | 1361.6171 | 10082.2416 | 13213.5495 | 13710.1352 | 124.437 | 8710.5885 | 35512.8363 | #REF! | #REF! | #REF! | 0 | 0 | 0 | 0 | 0 | 0 | 0 | 0 | 0 | 0 | 0 | 0 | 0 | #REF!
2034 | 341688.5352 | 102719.3873 | #REF! | #REF! | #REF! | #REF! | #REF! | 0 | #REF! | #REF! | 0 | 0 | #REF! | #REF! | #REF! | 3831.422 | 0 | 0 | 497.5264 | 5421.6453 | 21892.9247 | 50288.217 | 15475.8729 | 0 | 42.1064 | 1361.6171 | 10082.2416 | 13213.5495 | 13710.1352 | 124.437 | 8710.5885 | 35512.8363 | #REF! | #REF! | #REF! | 0 | 0 | 0 | 0 | 0 | 0 | 0 | 0 | 0 | 0 | 0 | 0 | 0 | #REF!
2035 | 344501.8785 | 96299.4256 | #REF! | #REF! | #REF! | #REF! | #REF! | 0 | #REF! | #REF! | 0 | 0 | #REF! | #REF! | #REF! | 3826.873 | 0 | 0 | 497.5264 | 5421.6453 | 22094.8488 | 52299.7457 | 15918.382 | 0 | 42.1064 | 1361.6171 | 10082.2416 | 13213.5495 | 13710.1352 | 124.437 | 8710.5885 | 35512.8363 | #REF! | #REF! | #REF! | 0 | 0 | 0 | 0 | 0 | 0 | 0 | 0 | 0 | 0 | 0 | 0 | 0 | #REF!
2036 | 347314.5104 | 89879.4639 | #REF! | #REF! | #REF! | #REF! | #REF! | 0 | #REF! | #REF! | 0 | 0 | #REF! | #REF! | #REF! | 3822.2952 | 0 | 0 | 497.5264 | 5421.6453 | 22296.773 | 54311.2743 | 16361.5651 | 0 | 42.1064 | 1361.6171 | 10082.2416 | 13213.5495 | 13710.1352 | 124.437 | 8710.5885 | 35512.8363 | #REF! | #REF! | #REF! | 0 | 0 | 0 | 0 | 0 | 0 | 0 | 0 | 0 | 0 | 0 | 0 | 0 | #REF!
2037 | 350126.4702 | 83459.5022 | #REF! | #REF! | #REF! | #REF! | #REF! | 0 | #REF! | #REF! | 0 | 0 | #REF! | #REF! | #REF! | 3817.6893 | 0 | 0 | 497.5264 | 5421.6453 | 22498.6972 | 56322.803 | 16805.4042 | 0 | 42.1064 | 1361.6171 | 10082.2416 | 13213.5495 | 13710.1352 | 124.437 | 8710.5885 | 35512.8363 | #REF! | #REF! | #REF! | 0 | 0 | 0 | 0 | 0 | 0 | 0 | 0 | 0 | 0 | 0 | 0 | 0 | #REF!
2038 | 352937.7935 | 77039.5405 | #REF! | #REF! | #REF! | #REF! | #REF! | 0 | #REF! | #REF! | 0 | 0 | #REF! | #REF! | #REF! | 3813.056 | 0 | 0 | 497.5264 | 5421.6453 | 22700.6213 | 58334.3317 | 17249.8818 | 0 | 42.1064 | 1361.6171 | 10082.2416 | 13213.5495 | 13710.1352 | 124.437 | 8710.5885 | 35512.8363 | #REF! | #REF! | #REF! | 0 | 0 | 0 | 0 | 0 | 0 | 0 | 0 | 0 | 0 | 0 | 0 | 0 | #REF!
2039 | 355748.513 | 70619.5788 | #REF! | #REF! | #REF! | #REF! | #REF! | 0 | #REF! | #REF! | 0 | 0 | #REF! | #REF! | #REF! | 3808.3961 | 0 | 0 | 497.5264 | 5421.6453 | 22902.5455 | 60345.8604 | 17694.9809 | 0 | 42.1064 | 1361.6171 | 10082.2416 | 13213.5495 | 13710.1352 | 124.437 | 8710.5885 | 35512.8363 | #REF! | #REF! | #REF! | 0 | 0 | 0 | 0 | 0 | 0 | 0 | 0 | 0 | 0 | 0 | 0 | 0 | #REF!
2040 | 358558.6587 | 64199.617 | #REF! | #REF! | #REF! | #REF! | #REF! | 0 | #REF! | #REF! | 0 | 0 | #REF! | #REF! | #REF! | 3803.7102 | 0 | 0 | 497.5264 | 5421.6453 | 23104.4696 | 62357.3891 | 18140.6853 | 0 | 42.1064 | 1361.6171 | 10082.2416 | 13213.5495 | 13710.1352 | 124.437 | 8710.5885 | 35512.8363 | #REF! | #REF! | #REF! | 0 | 0 | 0 | 0 | 0 | 0 | 0 | 0 | 0 | 0 | 0 | 0 | 0 | #REF!
2041 | 361368.2581 | 57779.6553 | #REF! | #REF! | #REF! | #REF! | #REF! | 0 | #REF! | #REF! | 0 | 0 | #REF! | #REF! | #REF! | 3798.9992 | 0 | 0 | 497.5264 | 5421.6453 | 23306.3938 | 64368.9177 | 18586.9792 | 0 | 42.1064 | 1361.6171 | 10082.2416 | 13213.5495 | 13710.1352 | 124.437 | 8710.5885 | 35512.8363 | #REF! | #REF! | #REF! | 0 | 0 | 0 | 0 | 0 | 0 | 0 | 0 | 0 | 0 | 0 | 0 | 0 | #REF!
2042 | 364177.3366 | 51359.6936 | #REF! | #REF! | #REF! | #REF! | #REF! | 0 | #REF! | #REF! | 0 | 0 | #REF! | #REF! | #REF! | 3794.2635 | 0 | 0 | 497.5264 | 5421.6453 | 23508.3179 | 66380.4464 | 19033.8474 | 0 | 42.1064 | 1361.6171 | 10082.2416 | 13213.5495 | 13710.1352 | 124.437 | 8710.5885 | 35512.8363 | #REF! | #REF! | #REF! | 0 | 0 | 0 | 0 | 0 | 0 | 0 | 0 | 0 | 0 | 0 | 0 | 0 | #REF!
2043 | 366985.9178 | 44939.7319 | #REF! | #REF! | #REF! | #REF! | #REF! | 0 | #REF! | #REF! | 0 | 0 | #REF! | #REF! | #REF! | 3789.5038 | 0 | 0 | 497.5264 | 5421.6453 | 23710.2421 | 68391.9751 | 19481.2753 | 0 | 42.1064 | 1361.6171 | 10082.2416 | 13213.5495 | 13710.1352 | 124.437 | 8710.5885 | 35512.8363 | #REF! | #REF! | #REF! | 0 | 0 | 0 | 0 | 0 | 0 | 0 | 0 | 0 | 0 | 0 | 0 | 0 | #REF!
2044 | 369794.0234 | 38519.7702 | #REF! | #REF! | #REF! | #REF! | #REF! | 0 | #REF! | #REF! | 0 | 0 | #REF! | #REF! | #REF! | 3784.7208 | 0 | 0 | 497.5264 | 5421.6453 | 23912.1662 | 70403.5038 | 19929.2487 | 0 | 42.1064 | 1361.6171 | 10082.2416 | 13213.5495 | 13710.1352 | 124.437 | 8710.5885 | 35512.8363 | #REF! | #REF! | #REF! | 0 | 0 | 0 | 0 | 0 | 0 | 0 | 0 | 0 | 0 | 0 | 0 | 0 | #REF!
2045 | 372601.6736 | 32099.8085 | #REF! | #REF! | #REF! | #REF! | #REF! | 0 | #REF! | #REF! | 0 | 0 | #REF! | #REF! | #REF! | 3779.915 | 0 | 0 | 497.5264 | 5421.6453 | 24114.0904 | 72415.0325 | 20377.7539 | 0 | 42.1064 | 1361.6171 | 10082.2416 | 13213.5495 | 13710.1352 | 124.437 | 8710.5885 | 35512.8363 | #REF! | #REF! | #REF! | 0 | 0 | 0 | 0 | 0 | 0 | 0 | 0 | 0 | 0 | 0 | 0 | 0 | #REF!
2046 | 375408.8874 | 25679.8468 | #REF! | #REF! | #REF! | #REF! | #REF! | 0 | #REF! | #REF! | 0 | 0 | #REF! | #REF! | #REF! | 3775.087 | 0 | 0 | 497.5264 | 5421.6453 | 24316.0146 | 74426.5611 | 20826.7776 | 0 | 42.1064 | 1361.6171 | 10082.2416 | 13213.5495 | 13710.1352 | 124.437 | 8710.5885 | 35512.8363 | #REF! | #REF! | #REF! | 0 | 0 | 0 | 0 | 0 | 0 | 0 | 0 | 0 | 0 | 0 | 0 | 0 | #REF!
2047 | 378215.6822 | 19259.8851 | #REF! | #REF! | #REF! | #REF! | #REF! | 0 | #REF! | #REF! | 0 | 0 | #REF! | #REF! | #REF! | 3770.2373 | 0 | 0 | 497.5264 | 5421.6453 | 24517.9387 | 76438.0898 | 21276.307 | 0 | 42.1064 | 1361.6171 | 10082.2416 | 13213.5495 | 13710.1352 | 124.437 | 8710.5885 | 35512.8363 | #REF! | #REF! | #REF! | 0 | 0 | 0 | 0 | 0 | 0 | 0 | 0 | 0 | 0 | 0 | 0 | 0 | #REF!
2048 | 381022.0746 | 12839.9234 | #REF! | #REF! | #REF! | #REF! | #REF! | 0 | #REF! | #REF! | 0 | 0 | #REF! | #REF! | #REF! | 3765.3665 | 0 | 0 | 497.5264 | 5421.6453 | 24719.8629 | 78449.6185 | 21726.3297 | 0 | 42.1064 | 1361.6171 | 10082.2416 | 13213.5495 | 13710.1352 | 124.437 | 8710.5885 | 35512.8363 | #REF! | #REF! | #REF! | 0 | 0 | 0 | 0 | 0 | 0 | 0 | 0 | 0 | 0 | 0 | 0 | 0 | #REF!
2049 | 383828.0799 | 6419.9617 | #REF! | #REF! | #REF! | #REF! | #REF! | 0 | #REF! | #REF! | 0 | 0 | #REF! | #REF! | #REF! | 3760.475 | 0 | 0 | 497.5264 | 5421.6453 | 24921.787 | 80461.1472 | 22176.8338 | 0 | 42.1064 | 1361.6171 | 10082.2416 | 13213.5495 | 13710.1352 | 124.437 | 8710.5885 | 35512.8363 | #REF! | #REF! | #REF! | 0 | 0 | 0 | 0 | 0 | 0 | 0 | 0 | 0 | 0 | 0 | 0 | 0 | #REF!
2050 | 386633.7125 | 0 | #REF! | #REF! | #REF! | #REF! | #REF! | 0 | #REF! | #REF! | 0 | 0 | #REF! | #REF! | #REF! | 3755.5635 | 0 | 0 | 497.5264 | 5421.6453 | 25123.7112 | 82472.6759 | 22627.8077 | 0 | 42.1064 | 1361.6171 | 10082.2416 | 13213.5495 | 13710.1352 | 124.437 | 8710.5885 | 35512.8363 | #REF! | #REF! | #REF! | 0 | 0 | 0 | 0 | 0 | 0 | 0 | 0 | 0 | 0 | 0 | 0 | 0 | #REF!
[8 empty] | 1 | 1 | 1 | 1 | 1 | 1 | 1 | 1 | 1 | 1 | 1 | 1 | 1 | 1 | 1 | 1 | 1 | 1 | 1 | 1 | 1 | 1 | 1 | 1 | 1 | 1 | 1 | 1 | 1 | 1 | 1 | 1 | 1 | 1 | 1 | 1 | 1 | 1 | 1 | 1 | 1 | 0

## Control
Number of Alternatives
24 |  |  |  | 2050
List of Alternatives | Names of Alternatives | Reference Case | Year Implemented | Levelized Cost (Savings) per MTCDE Avoided: | Levelized Avoided Compliance Cost per MTCDE Avoided: | Adjusted Levelized Cost (Savings) per MTCDE Avoided | Average Annual Abatement (MTCDE) | Average Contribution Toward Neutrality | PV of Incremental Capital ($MM) | NPV (2010 $MM) | IRR | Wedge Group | Average Annual Fuel (Primary Energy) Savings | PV New Capital Costs | PV Avoided Capital Costs | Average Annual New Non-Fuel Operating Costs | Average Annual Avoided Non-Fuel Operating Costs
BAU
GreenPwr1 | Green Power Purchase Opt 1 (Partial) | BAU | 2011 | 35.1985 | 30.94 | 4.2585 | 35512.8363 | 35512.8363 | 0 | -2.2623 |  | On Campus Renewable Energy | -1219512.1951 | 0 | 0 | 0 | 0
GreenPwr2 | Green Power Purchase (MCCo Reserve Fund) | BAU | 2011 | 7.2056 | 44.2819 | -37.0763 | 7240.6767 | 7240.6767 | 0 | 3.1899 | 8.266% | Group1 | 664578.0281 | 0 | 0 | -335998.03 | 0
Wind | On-site Wind | BAU | 2011 | 91.4826 | 30.94 | 60.5426 | 124.437 | 124.437 | -0.09468 | -0.1127 |  | On Campus Renewable Energy | -4391.6678 | -94680.328 | 0 | 0 | 0
ShortECM | Short-term Energy Conservation Measures | GreenBuild | 2010 | -115.7402 | 34.907 | -150.6472 | 12706.9546 | 12706.9546 | -1.5703 | 27.3848 | 477.9% | Energy Conservation | 1621581.8241 | -1570304.7353 | 0 | 0 | 0
MidECM | Mid-term Energy Conservation Measures | ShortECM | 2010 | -95.6179 | 48.2252 | -143.8431 | 10151.8734 | 10151.8734 | -3.421 | 16.687 | 43.86% | Energy Conservation | 1296727.9299 | -3421010.1138 | 0 | 0 | 0
LongECM | Long-term Energy Conservation Measures | MidECM | 2010 | -68.2869 | 67.8622 | -136.1491 | 5532.9375 | 5532.9375 | -2.9004 | 6.3991 | 26.55% | Energy Conservation | 726119.825 | -2900388.9718 | 0 | 0 | 0
SteamLineImp | Steam Line Improvements | BAU | 2012 | -97.6777 | 36.0243 | -133.702 | 3808.4695 | 3808.4695 | -0.675 | 6.715 | 56.95% | Campus Planning and the Built Environment | 416111.4886 | -675002.0162 | 0 | 0 | 0
UnitaryChiller | Unitary Chiller Upgrades | BAU | 2010 | 33.3897 | 34.5425 | -1.1528 | 2209.1357 | 2209.1357 | -5.1654 | 0.036617 | 5.67% | Campus Planning and the Built Environment | 294586.9153 | -5165376.0048 | 0 | 0 | 0
GeoExchange | Geo Exchange | BAU | 2013 | 2.6602 | 37.2303 | -34.5701 | 1325.7851 | 1325.7851 | -1.3883 | 0.58517 | 8.165% | On Campus Renewable Energy | 128323.3978 | -1388278.6977 | 0 | -27073.1707 | 0
SolarDHW | Solar DHW | BAU | 2012 | 6.1336 | 32.9124 | -26.7787 | 42.1064 | 42.1064 | -0.069075 | 0.015856 | 7.665% | On Campus Renewable Energy | 4572.7902 | -69075.2063 | 0 | 0 | 0
WasteReduction | Waste Reduction | BAU | 2012 | -17.0973 | 37.3036 | -54.4009 | 198.278 | 198.278 | 0 | 0.14086 |  | Waste | 0 | 0 | 0 | -4756.0976 | 7750.5366
DishStirling | Dish Stirling | BAU | 2020 | 679.0247 | 47.701 | 631.3237 | 467.794 | 467.794 | -1.7451 | -2.5885 |  | Renewable Energy | 47806.7587 | -1745104.6315 | 0 | -157895.7305 | 0
Parabolic | Parabolic Trough | BAU | 2010 | 980.9136 | 49.9191 | 930.9945 | 464.878 | 464.878 | -4.6072 | -4.8144 |  | Renewable Energy | 63085.0133 | -4607198.7207 | 0 | -112102.0656 | 0
GreenIT | Green IT | BehaviorChange | 2010 | -125.4547 | 34.9865 | -160.4413 | 5417.6997 | 5417.6997 | -0.022523 | 12.4065 |  | Information Technology | 722804.6315 | -22523.1701 | 0 | -19463.4146 | 0
GreenBuild | Building Design & Construction Standards | SpacePlanning | 2010 | -62.6865 | 45.6468 | -108.3334 | 13384.4988 | 13384.4988 | -9.6496 | 16.8912 | 18.63% | Campus Planning | 1726664.8496 | -9649636.1975 | 0 | -2439.0244 | 0
SpacePlanning | Space Planning & Management | BAU | 2011 | -1076.846 | 51.6324 | -1128.4784 | 43298.1548 | 43298.1548 | 377.3305 | 502.587 |  | Energy Conservation | 5580475.6382 | 0 | 377330450.0784 | -7317.0732 | 4293259.9513
CHP | Combined Heat & Power | CentralChillerExp | 2013 | -31.808 | 41.6788 | -73.4868 | 63714.1848 | 63714.1848 | 0 | 55.5567 |  | Energy Conservation | 3562900.7011 | 0 | 0 | -2486680.7782 | 1228575.7345
CoalToNG | Coal to Natural Gas Conversion @ Steam Plant | BAU | 2015 | 17.9595 | 42.3758 | -24.4163 | 21590.0385 | 21590.0385 | 0 | 5.8221 | 28.77% | Group9 | -350280.4138 | 0 | 0 | 0 | 0
CentralChillerExp | Central Chiller Expansion | BAU | 2011 | -238.5771 | 37.0718 | -275.6489 | 4922.1601 | 4922.1601 | 3.5397 | 18.1746 | 81.77% | Energy Conservation | 1122325.0172 | -1690546.9278 | 5230250.9951 | 0 | 0
RooftopPV | Rooftop Solar PV | BAU | 2015 | 426.6234 | 39.7303 | 386.8931 | 497.5264 | 497.5264 | -3.2283 | -2.2424 |  | Renewable Energy | 58567.6114 | -3228284.5021 | 0 | 0 | 0
ReducedAir | Reduced Air Travel | BAU | 2010 | -220.0682 | 34.1132 | -254.1814 | 808.4658 | 808.4658 | 0 | 2.9742 |  | Transportation | 0 | 0 | 0 | 0 | 177917.631
ReducedAuto | Reduced Automobile Reliance Strategies | BAU | 2010 | 123.7917 | 0 | 123.7917 | 1383.5723 | 1383.5723 | 0 | -2.1843 |  | Transportation | 0 | 0 | 0 | -157411.5854 | 0
BehaviorChange | Behavior Change | LongECM | 2012 | -109.5081 | 40.627 | -150.1351 | 3426.478 | 3426.478 | 0 | 6.3411 | 121.1% | Energy Conservation | 437757.7265 | 0 | 0 | -53658.5366 | 0
| #REF! | #REF! | #REF! | #REF! | #REF! |  | #REF! | #REF! | #REF! | #REF! | #REF! | #REF! | #REF! | #REF! | #REF! | #REF! | #REF!
| #REF! | #REF! | #REF! | #REF! | #REF! |  | #REF! | #REF! | #REF! | #REF! | #REF! | #REF! | #REF! | #REF! | #REF! | #REF! | #REF!
| #REF! | #REF! | #REF! | #REF! | #REF! |  | #REF! | #REF! | #REF! | #REF! | #REF! | #REF! | #REF! | #REF! | #REF! | #REF! | #REF!
| #REF! | #REF! | #REF! | #REF! | #REF! |  | #REF! | #REF! | #REF! | #REF! | #REF! | #REF! | #REF! | #REF! | #REF! | #REF! | #REF!
| #REF! | #REF! | #REF! | #REF! | #REF! |  | #REF! | #REF! | #REF! | #REF! | #REF! | #REF! | #REF! | #REF! | #REF! | #REF! | #REF!
| #REF! | #REF! | #REF! | #REF! | #REF! |  | #REF! | #REF! | #REF! | #REF! | #REF! | #REF! | #REF! | #REF! | #REF! | #REF! | #REF!
| #REF! | #REF! | #REF! | #REF! | #REF! |  | #REF! | #REF! | #REF! | #REF! | #REF! | #REF! | #REF! | #REF! | #REF! | #REF! | #REF!
| #REF! | #REF! | #REF! | #REF! | #REF! |  | #REF! | #REF! | #REF! | #REF! | #REF! | #REF! | #REF! | #REF! | #REF! | #REF! | #REF!
| #REF! | #REF! | #REF! | #REF! | #REF! |  | #REF! | #REF! | #REF! | #REF! | #REF! | #REF! | #REF! | #REF! | #REF! | #REF! | #REF!
[13 empty] | #REF! | #REF! | #REF! | #REF! | #REF!
If this list is added to, make sure to change formula in cell A18 on overview page.

## Summary
Rank | Alternative (click on link below to see detailed asssumptions) | Year Implemented | Levelized Cost (Savings) per MTCDE Avoided: | Levelized Avoided Compliance Cost per MTCDE Avoided: | Adjusted Levelized Cost (Savings) per MTCDE Avoided | Average Annual Abatement (MTCDE) | Average Contribution Toward Neutrality | Cumulative Contribution Toward Neutrality in 2050 (MTCDE) | PV of Incremental Capital ($MM) | NPV (2010 $MM) | IRR | Reference Case | Count of Options | 23
1 | Space Planning & Management | 2011 | -1076.846 | 51.6324 | -1128.4784 |  | 43298.1548 | 43298.1548 | 377.3305 | 502.587 |  | BAU | Behavior Change | 831129799101 | #NUM!
2 | Central Chiller Expansion | 2011 | -238.5771 | 37.0718 | -275.6489 |  | 4922.1601 | 48220.315 | 3.5397 | 18.1746 | 81.77% | BAU | Building Design & Construction Standards | 67101110116114
3 | Reduced Air Travel | 2010 | -220.0682 | 34.1132 | -254.1814 |  | 808.4658 | 49028.7808 | 0 | 2.9742 |  | BAU | Central Chiller Expansion | 8210110011799
4 | Green IT | 2010 | -125.4547 | 34.9865 | -160.4413 |  | 5417.6997 | 54446.4805 | -0.022523 | 12.4065 |  | BehaviorChange | Coal to Natural Gas Conversion @ Steam Plant | 71114101101110
5 | Short-term Energy Conservation Measures | 2010 | -115.7402 | 34.907 | -150.6472 |  | 12706.9546 | 67153.4351 | -1.5703 | 27.3848 | 477.9% | GreenBuild | Combined Heat & Power | 83104111114116
6 | Behavior Change | 2012 | -109.5081 | 40.627 | -150.1351 |  | 3426.478 | 70579.9131 | 0 | 6.3411 | 121.1% | LongECM | Dish Stirling | 6610110497118
7 | Steam Line Improvements | 2012 | -97.6777 | 36.0243 | -133.702 |  | 3808.4695 | 74388.3826 | -0.675 | 6.715 | 56.95% | BAU | Geo Exchange | 8311610197109
8 | Mid-term Energy Conservation Measures | 2010 | -95.6179 | 48.2252 | -143.8431 |  | 10151.8734 | 84540.256 | -3.421 | 16.687 | 43.86% | ShortECM | Green IT | 7710510045116
9 | Long-term Energy Conservation Measures | 2010 | -68.2869 | 67.8622 | -136.1491 |  | 5532.9375 | 90073.1935 | -2.9004 | 6.3991 | 26.55% | MidECM | Green Power Purchase (MCCo Reserve Fund) | 7611111010345
10 | Building Design & Construction Standards | 2010 | -62.6865 | 45.6468 | -108.3334 |  | 13384.4988 | 103457.6923 | -9.6496 | 16.8912 | 18.63% | SpacePlanning | Green Power Purchase Opt 1 (Partial) | 66117105108100
11 | Combined Heat & Power | 2013 | -31.808 | 41.6788 | -73.4868 |  | 63714.1848 | 167171.8772 | 0 | 55.5567 |  | CentralChillerExp | Long-term Energy Conservation Measures | 6711110998105
12 | Waste Reduction | 2012 | -17.0973 | 37.3036 | -54.4009 |  | 198.278 | 167370.1552 | 0 | 0.14086 |  | BAU | Mid-term Energy Conservation Measures | 8797115116101
13 | Geo Exchange | 2013 | 2.6602 | 37.2303 | -34.5701 |  | 1325.7851 | 168695.9403 | -1.3883 | 0.58517 | 8.165% | BAU | On-site Wind | 711011113269
14 | Solar DHW | 2012 | 6.1336 | 32.9124 | -26.7787 |  | 42.1064 | 168738.0467 | -0.069075 | 0.015856 | 7.665% | BAU | Parabolic Trough | 8311110897114
15 | Green Power Purchase (MCCo Reserve Fund) | 2011 | 7.2056 | 44.2819 | -37.0763 |  | 7240.6767 | 175978.7233 | 0 | 3.1899 | 8.266% | BAU | Reduced Air Travel | 71114101101110
16 | Coal to Natural Gas Conversion @ Steam Plant | 2015 | 17.9595 | 42.3758 | -24.4163 |  | 21590.0385 | 197568.7618 | 0 | 5.8221 | 28.77% | BAU | Reduced Automobile Reliance Strategies | 671119710832
17 | Unitary Chiller Upgrades | 2010 | 33.3897 | 34.5425 | -1.1528 |  | 2209.1357 | 199777.8975 | -5.1654 | 0.036617 | 5.67% | BAU | Rooftop Solar PV | 8511010511697
18 | Green Power Purchase Opt 1 (Partial) | 2011 | 35.1985 | 30.94 | 4.2585 |  | 35512.8363 | 235290.7338 | 0 | -2.2623 |  | BAU | Short-term Energy Conservation Measures | 71114101101110
19 | On-site Wind | 2011 | 91.4826 | 30.94 | 60.5426 |  | 124.437 | 235415.1708 | -0.09468 | -0.1127 |  | BAU | Solar DHW | 7911045115105
20 | Reduced Automobile Reliance Strategies | 2010 | 123.7917 | 0 | 123.7917 |  | 1383.5723 | 236798.7431 | 0 | -2.1843 |  | BAU | Space Planning & Management | 8210110011799
21 | Rooftop Solar PV | 2015 | 426.6234 | 39.7303 | 386.8931 |  | 497.5264 | 237296.2695 | -3.2283 | -2.2424 |  | BAU | Steam Line Improvements | 82111111102116
22 | Dish Stirling | 2020 | 679.0247 | 47.701 | 631.3237 |  | 467.794 | 237764.0635 | -1.7451 | -2.5885 |  | BAU | Unitary Chiller Upgrades | 6810511510432
23 | Parabolic Trough | 2010 | 980.9136 | 49.9191 | 930.9945 |  | 464.878 | 238228.9415 | -4.6072 | -4.8144 |  | BAU | Waste Reduction | 80971149798
24 | [12 empty] | #N/A
25 | [12 empty] | #N/A
26 | [12 empty] | #N/A
27 | [12 empty] | #N/A
28 | [12 empty] | #N/A
29 | [12 empty] | #N/A
30 | [12 empty] | #N/A
31 | [12 empty] | #N/A
32 | [12 empty] | #N/A
33 | [12 empty] | #N/A
34 | [12 empty] | #N/A
HOME
Abatement Curve
Portfolio Dashboard

## CurveData
| 1 | 4 | 7 | 10 | 13 | 16 | 19 | 22 | 25 | 28 | 31 | 34 | 37 | 40 | 43 | 46 | 49 | 52 | 55 | 58 | 61 | 64 | 67 | 70 | 73 | 76 | 79 | 82 | 85 | 88
| A | B | C | D | E | F | G | H | I | J | K | L | M | N | O | P | Q | R | S | T | U | V | W | X | Y | Z | AA | AB | AC | AD |  |  |  | Labels
Cummulative Abatement (%) | Space Planning & Management | Central Chiller Expansion | Reduced Air Travel | Green IT | Short-term Energy Conservation Measures | Behavior Change | Steam Line Improvements | Mid-term Energy Conservation Measures | Long-term Energy Conservation Measures | Building Design & Construction Standards | Combined Heat & Power | Waste Reduction | Geo Exchange | Solar DHW | Green Power Purchase (MCCo Reserve Fund) | Coal to Natural Gas Conversion @ Steam Plant | Unitary Chiller Upgrades | Green Power Purchase Opt 1 (Partial) | On-site Wind | Reduced Automobile Reliance Strategies | Rooftop Solar PV | Dish Stirling | Parabolic Trough | [7 empty] | Adjusted Levelized Cost (Savings) per MTCDE Avoided |  |  | Space Planning & Management | Central Chiller Expansion | Reduced Air Travel | Green IT | Short-term Energy Conservation Measures | Behavior Change | Steam Line Improvements | Mid-term Energy Conservation Measures | Long-term Energy Conservation Measures | Building Design & Construction Standards | Combined Heat & Power | Waste Reduction | Geo Exchange | Solar DHW | Green Power Purchase (MCCo Reserve Fund) | Coal to Natural Gas Conversion @ Steam Plant | Unitary Chiller Upgrades | Green Power Purchase Opt 1 (Partial) | On-site Wind | Reduced Automobile Reliance Strategies | Rooftop Solar PV | Dish Stirling | Parabolic Trough | [7 empty] | Adjusted Levelized Cost (Savings) per MTCDE Avoided | 0 | 0
Include Label? | [30 empty] | 1 |  |  | A | B | C | D | E | F | G | H | I | J | K | L | M | N | O | P | Q | R | S | T | U | V | W | X | Y | Z | AA | AB | AC | AD | 0 | 0 | 0 | bar: A to AD
Label | Space Planning & Management | Central Chiller Expansion | Reduced Air Travel | Green IT | Short-term Energy Conservation Measures | Behavior Change | Steam Line Improvements | Mid-term Energy Conservation Measures | Long-term Energy Conservation Measures | Building Design & Construction Standards | Combined Heat & Power | Waste Reduction | Geo Exchange | Solar DHW | Green Power Purchase (MCCo Reserve Fund) | Coal to Natural Gas Conversion @ Steam Plant | Unitary Chiller Upgrades | Green Power Purchase Opt 1 (Partial) | On-site Wind | Reduced Automobile Reliance Strategies | Rooftop Solar PV | Dish Stirling | Parabolic Trough | [7 empty] | Adjusted Levelized Cost (Savings) per MTCDE Avoided |  | X | 21.6491 | 45.7592 | 0 | 0 | 0 | 0 | 0 | 0 | 0 | 0 | 135.3148 | 0 | 0 | 0 | 172.3584 | 0 | 0 | 0 | 0 | 0 | 0 | 0 | 0 | 0 | 0 | 0 | 0 | 0 | 0 | 0 | 0 | 0 | 0
0 | -1076.846 | 0 | 0 | 0 | 0 | 0 | 0 | 0 | 0 | 0 | 0 | 0 | 0 | 0 | 0 | 0 | 0 | 0 | 0 | 0 | 0 | 0 | 0 | 0 | 0 | 0 | 0 | 0 | 0 | 0 | -1128.4784 | 10 | Y1 | 10 | 10 | -400 | -400 | -400 | -400 | -400 | -400 | -400 | -400 | 10 | -400 | -400 | -400 | 10 | -400 | -400 | -400 | -400 | -400 | -400 | -400 | -400 | -400 | -400 | -400 | -400 | -400 | -400 | -400 | -400 | -400 | -400
43.2982 | -1076.846 | 0 | 0 | 0 | 0 | 0 | 0 | 0 | 0 | 0 | 0 | 0 | 0 | 0 | 0 | 0 | 0 | 0 | 0 | 0 | 0 | 0 | 0 | 0 | 0 | 0 | 0 | 0 | 0 | 0 | -1128.4784
43.2982 | 0 | 0 | 0 | 0 | 0 | 0 | 0 | 0 | 0 | 0 | 0 | 0 | 0 | 0 | 0 | 0 | 0 | 0 | 0 | 0 | 0 | 0 | 0 | 0 | 0 | 0 | 0 | 0 | 0 | 0 | #N/A |  |  | x | x | 0 | 0 | 0 | 0 | 0 | 0 | 0 | 0 | x | 0 | 0 | 0 | x | 0 | 0 | 0 | 0 | 0 | 0 | 0 | 0 | 0 | 0 | 0 | 0 | 0 | 0 | 0 | 0 | 0 | 0
43.2982 | 0 | -238.5771 | 0 | 0 | 0 | 0 | 0 | 0 | 0 | 0 | 0 | 0 | 0 | 0 | 0 | 0 | 0 | 0 | 0 | 0 | 0 | 0 | 0 | 0 | 0 | 0 | 0 | 0 | 0 | 0 | -275.6489
48.2203 | 0 | -238.5771 | 0 | 0 | 0 | 0 | 0 | 0 | 0 | 0 | 0 | 0 | 0 | 0 | 0 | 0 | 0 | 0 | 0 | 0 | 0 | 0 | 0 | 0 | 0 | 0 | 0 | 0 | 0 | 0 | -275.6489
48.2203 | 0 | 0 | 0 | 0 | 0 | 0 | 0 | 0 | 0 | 0 | 0 | 0 | 0 | 0 | 0 | 0 | 0 | 0 | 0 | 0 | 0 | 0 | 0 | 0 | 0 | 0 | 0 | 0 | 0 | 0 | #N/A
48.2203 | 0 | 0 | -220.0682 | 0 | 0 | 0 | 0 | 0 | 0 | 0 | 0 | 0 | 0 | 0 | 0 | 0 | 0 | 0 | 0 | 0 | 0 | 0 | 0 | 0 | 0 | 0 | 0 | 0 | 0 | 0 | -254.1814
49.0288 | 0 | 0 | -220.0682 | 0 | 0 | 0 | 0 | 0 | 0 | 0 | 0 | 0 | 0 | 0 | 0 | 0 | 0 | 0 | 0 | 0 | 0 | 0 | 0 | 0 | 0 | 0 | 0 | 0 | 0 | 0 | -254.1814
49.0288 | 0 | 0 | 0 | 0 | 0 | 0 | 0 | 0 | 0 | 0 | 0 | 0 | 0 | 0 | 0 | 0 | 0 | 0 | 0 | 0 | 0 | 0 | 0 | 0 | 0 | 0 | 0 | 0 | 0 | 0 | #N/A
49.0288 | 0 | 0 | 0 | -125.4547 | 0 | 0 | 0 | 0 | 0 | 0 | 0 | 0 | 0 | 0 | 0 | 0 | 0 | 0 | 0 | 0 | 0 | 0 | 0 | 0 | 0 | 0 | 0 | 0 | 0 | 0 | -160.4413
54.4465 | 0 | 0 | 0 | -125.4547 | 0 | 0 | 0 | 0 | 0 | 0 | 0 | 0 | 0 | 0 | 0 | 0 | 0 | 0 | 0 | 0 | 0 | 0 | 0 | 0 | 0 | 0 | 0 | 0 | 0 | 0 | -160.4413
54.4465 | 0 | 0 | 0 | 0 | 0 | 0 | 0 | 0 | 0 | 0 | 0 | 0 | 0 | 0 | 0 | 0 | 0 | 0 | 0 | 0 | 0 | 0 | 0 | 0 | 0 | 0 | 0 | 0 | 0 | 0 | #N/A
54.4465 | 0 | 0 | 0 | 0 | -115.7402 | 0 | 0 | 0 | 0 | 0 | 0 | 0 | 0 | 0 | 0 | 0 | 0 | 0 | 0 | 0 | 0 | 0 | 0 | 0 | 0 | 0 | 0 | 0 | 0 | 0 | -150.6472
67.1534 | 0 | 0 | 0 | 0 | -115.7402 | 0 | 0 | 0 | 0 | 0 | 0 | 0 | 0 | 0 | 0 | 0 | 0 | 0 | 0 | 0 | 0 | 0 | 0 | 0 | 0 | 0 | 0 | 0 | 0 | 0 | -150.6472
67.1534 | 0 | 0 | 0 | 0 | 0 | 0 | 0 | 0 | 0 | 0 | 0 | 0 | 0 | 0 | 0 | 0 | 0 | 0 | 0 | 0 | 0 | 0 | 0 | 0 | 0 | 0 | 0 | 0 | 0 | 0 | #N/A
67.1534 | 0 | 0 | 0 | 0 | 0 | -109.5081 | 0 | 0 | 0 | 0 | 0 | 0 | 0 | 0 | 0 | 0 | 0 | 0 | 0 | 0 | 0 | 0 | 0 | 0 | 0 | 0 | 0 | 0 | 0 | 0 | -150.1351
70.5799 | 0 | 0 | 0 | 0 | 0 | -109.5081 | 0 | 0 | 0 | 0 | 0 | 0 | 0 | 0 | 0 | 0 | 0 | 0 | 0 | 0 | 0 | 0 | 0 | 0 | 0 | 0 | 0 | 0 | 0 | 0 | -150.1351
70.5799 | 0 | 0 | 0 | 0 | 0 | 0 | 0 | 0 | 0 | 0 | 0 | 0 | 0 | 0 | 0 | 0 | 0 | 0 | 0 | 0 | 0 | 0 | 0 | 0 | 0 | 0 | 0 | 0 | 0 | 0 | #N/A
70.5799 | 0 | 0 | 0 | 0 | 0 | 0 | -97.6777 | 0 | 0 | 0 | 0 | 0 | 0 | 0 | 0 | 0 | 0 | 0 | 0 | 0 | 0 | 0 | 0 | 0 | 0 | 0 | 0 | 0 | 0 | 0 | -133.702
74.3884 | 0 | 0 | 0 | 0 | 0 | 0 | -97.6777 | 0 | 0 | 0 | 0 | 0 | 0 | 0 | 0 | 0 | 0 | 0 | 0 | 0 | 0 | 0 | 0 | 0 | 0 | 0 | 0 | 0 | 0 | 0 | -133.702
74.3884 | 0 | 0 | 0 | 0 | 0 | 0 | 0 | 0 | 0 | 0 | 0 | 0 | 0 | 0 | 0 | 0 | 0 | 0 | 0 | 0 | 0 | 0 | 0 | 0 | 0 | 0 | 0 | 0 | 0 | 0 | #N/A
74.3884 | 0 | 0 | 0 | 0 | 0 | 0 | 0 | -95.6179 | 0 | 0 | 0 | 0 | 0 | 0 | 0 | 0 | 0 | 0 | 0 | 0 | 0 | 0 | 0 | 0 | 0 | 0 | 0 | 0 | 0 | 0 | -143.8431
84.5403 | 0 | 0 | 0 | 0 | 0 | 0 | 0 | -95.6179 | 0 | 0 | 0 | 0 | 0 | 0 | 0 | 0 | 0 | 0 | 0 | 0 | 0 | 0 | 0 | 0 | 0 | 0 | 0 | 0 | 0 | 0 | -143.8431
84.5403 | 0 | 0 | 0 | 0 | 0 | 0 | 0 | 0 | 0 | 0 | 0 | 0 | 0 | 0 | 0 | 0 | 0 | 0 | 0 | 0 | 0 | 0 | 0 | 0 | 0 | 0 | 0 | 0 | 0 | 0 | #N/A
84.5403 | 0 | 0 | 0 | 0 | 0 | 0 | 0 | 0 | -68.2869 | 0 | 0 | 0 | 0 | 0 | 0 | 0 | 0 | 0 | 0 | 0 | 0 | 0 | 0 | 0 | 0 | 0 | 0 | 0 | 0 | 0 | -136.1491
90.0732 | 0 | 0 | 0 | 0 | 0 | 0 | 0 | 0 | -68.2869 | 0 | 0 | 0 | 0 | 0 | 0 | 0 | 0 | 0 | 0 | 0 | 0 | 0 | 0 | 0 | 0 | 0 | 0 | 0 | 0 | 0 | -136.1491
90.0732 | 0 | 0 | 0 | 0 | 0 | 0 | 0 | 0 | 0 | 0 | 0 | 0 | 0 | 0 | 0 | 0 | 0 | 0 | 0 | 0 | 0 | 0 | 0 | 0 | 0 | 0 | 0 | 0 | 0 | 0 | #N/A
90.0732 | 0 | 0 | 0 | 0 | 0 | 0 | 0 | 0 | 0 | -62.6865 | 0 | 0 | 0 | 0 | 0 | 0 | 0 | 0 | 0 | 0 | 0 | 0 | 0 | 0 | 0 | 0 | 0 | 0 | 0 | 0 | -108.3334
103.4577 | 0 | 0 | 0 | 0 | 0 | 0 | 0 | 0 | 0 | -62.6865 | 0 | 0 | 0 | 0 | 0 | 0 | 0 | 0 | 0 | 0 | 0 | 0 | 0 | 0 | 0 | 0 | 0 | 0 | 0 | 0 | -108.3334
103.4577 | 0 | 0 | 0 | 0 | 0 | 0 | 0 | 0 | 0 | 0 | 0 | 0 | 0 | 0 | 0 | 0 | 0 | 0 | 0 | 0 | 0 | 0 | 0 | 0 | 0 | 0 | 0 | 0 | 0 | 0 | #N/A
103.4577 | 0 | 0 | 0 | 0 | 0 | 0 | 0 | 0 | 0 | 0 | -31.808 | 0 | 0 | 0 | 0 | 0 | 0 | 0 | 0 | 0 | 0 | 0 | 0 | 0 | 0 | 0 | 0 | 0 | 0 | 0 | -73.4868
167.1719 | 0 | 0 | 0 | 0 | 0 | 0 | 0 | 0 | 0 | 0 | -31.808 | 0 | 0 | 0 | 0 | 0 | 0 | 0 | 0 | 0 | 0 | 0 | 0 | 0 | 0 | 0 | 0 | 0 | 0 | 0 | -73.4868
167.1719 | 0 | 0 | 0 | 0 | 0 | 0 | 0 | 0 | 0 | 0 | 0 | 0 | 0 | 0 | 0 | 0 | 0 | 0 | 0 | 0 | 0 | 0 | 0 | 0 | 0 | 0 | 0 | 0 | 0 | 0 | #N/A
167.1719 | 0 | 0 | 0 | 0 | 0 | 0 | 0 | 0 | 0 | 0 | 0 | -17.0973 | 0 | 0 | 0 | 0 | 0 | 0 | 0 | 0 | 0 | 0 | 0 | 0 | 0 | 0 | 0 | 0 | 0 | 0 | -54.4009
167.3702 | 0 | 0 | 0 | 0 | 0 | 0 | 0 | 0 | 0 | 0 | 0 | -17.0973 | 0 | 0 | 0 | 0 | 0 | 0 | 0 | 0 | 0 | 0 | 0 | 0 | 0 | 0 | 0 | 0 | 0 | 0 | -54.4009
167.3702 | 0 | 0 | 0 | 0 | 0 | 0 | 0 | 0 | 0 | 0 | 0 | 0 | 0 | 0 | 0 | 0 | 0 | 0 | 0 | 0 | 0 | 0 | 0 | 0 | 0 | 0 | 0 | 0 | 0 | 0 | #N/A
167.3702 | 0 | 0 | 0 | 0 | 0 | 0 | 0 | 0 | 0 | 0 | 0 | 0 | 2.6602 | 0 | 0 | 0 | 0 | 0 | 0 | 0 | 0 | 0 | 0 | 0 | 0 | 0 | 0 | 0 | 0 | 0 | -34.5701
168.6959 | 0 | 0 | 0 | 0 | 0 | 0 | 0 | 0 | 0 | 0 | 0 | 0 | 2.6602 | 0 | 0 | 0 | 0 | 0 | 0 | 0 | 0 | 0 | 0 | 0 | 0 | 0 | 0 | 0 | 0 | 0 | -34.5701
168.6959 | 0 | 0 | 0 | 0 | 0 | 0 | 0 | 0 | 0 | 0 | 0 | 0 | 0 | 0 | 0 | 0 | 0 | 0 | 0 | 0 | 0 | 0 | 0 | 0 | 0 | 0 | 0 | 0 | 0 | 0 | #N/A
168.6959 | 0 | 0 | 0 | 0 | 0 | 0 | 0 | 0 | 0 | 0 | 0 | 0 | 0 | 6.1336 | 0 | 0 | 0 | 0 | 0 | 0 | 0 | 0 | 0 | 0 | 0 | 0 | 0 | 0 | 0 | 0 | -26.7787
168.738 | 0 | 0 | 0 | 0 | 0 | 0 | 0 | 0 | 0 | 0 | 0 | 0 | 0 | 6.1336 | 0 | 0 | 0 | 0 | 0 | 0 | 0 | 0 | 0 | 0 | 0 | 0 | 0 | 0 | 0 | 0 | -26.7787
168.738 | 0 | 0 | 0 | 0 | 0 | 0 | 0 | 0 | 0 | 0 | 0 | 0 | 0 | 0 | 0 | 0 | 0 | 0 | 0 | 0 | 0 | 0 | 0 | 0 | 0 | 0 | 0 | 0 | 0 | 0 | #N/A
168.738 | 0 | 0 | 0 | 0 | 0 | 0 | 0 | 0 | 0 | 0 | 0 | 0 | 0 | 0 | 7.2056 | 0 | 0 | 0 | 0 | 0 | 0 | 0 | 0 | 0 | 0 | 0 | 0 | 0 | 0 | 0 | -37.0763
175.9787 | 0 | 0 | 0 | 0 | 0 | 0 | 0 | 0 | 0 | 0 | 0 | 0 | 0 | 0 | 7.2056 | 0 | 0 | 0 | 0 | 0 | 0 | 0 | 0 | 0 | 0 | 0 | 0 | 0 | 0 | 0 | -37.0763
175.9787 | 0 | 0 | 0 | 0 | 0 | 0 | 0 | 0 | 0 | 0 | 0 | 0 | 0 | 0 | 0 | 0 | 0 | 0 | 0 | 0 | 0 | 0 | 0 | 0 | 0 | 0 | 0 | 0 | 0 | 0 | #N/A
175.9787 | 0 | 0 | 0 | 0 | 0 | 0 | 0 | 0 | 0 | 0 | 0 | 0 | 0 | 0 | 0 | 17.9595 | 0 | 0 | 0 | 0 | 0 | 0 | 0 | 0 | 0 | 0 | 0 | 0 | 0 | 0 | -24.4163
197.5688 | 0 | 0 | 0 | 0 | 0 | 0 | 0 | 0 | 0 | 0 | 0 | 0 | 0 | 0 | 0 | 17.9595 | 0 | 0 | 0 | 0 | 0 | 0 | 0 | 0 | 0 | 0 | 0 | 0 | 0 | 0 | -24.4163
197.5688 | 0 | 0 | 0 | 0 | 0 | 0 | 0 | 0 | 0 | 0 | 0 | 0 | 0 | 0 | 0 | 0 | 0 | 0 | 0 | 0 | 0 | 0 | 0 | 0 | 0 | 0 | 0 | 0 | 0 | 0 | #N/A
197.5688 | 0 | 0 | 0 | 0 | 0 | 0 | 0 | 0 | 0 | 0 | 0 | 0 | 0 | 0 | 0 | 0 | 33.3897 | 0 | 0 | 0 | 0 | 0 | 0 | 0 | 0 | 0 | 0 | 0 | 0 | 0 | -1.1528
199.7779 | 0 | 0 | 0 | 0 | 0 | 0 | 0 | 0 | 0 | 0 | 0 | 0 | 0 | 0 | 0 | 0 | 33.3897 | 0 | 0 | 0 | 0 | 0 | 0 | 0 | 0 | 0 | 0 | 0 | 0 | 0 | -1.1528
199.7779 | 0 | 0 | 0 | 0 | 0 | 0 | 0 | 0 | 0 | 0 | 0 | 0 | 0 | 0 | 0 | 0 | 0 | 0 | 0 | 0 | 0 | 0 | 0 | 0 | 0 | 0 | 0 | 0 | 0 | 0 | #N/A
199.7779 | 0 | 0 | 0 | 0 | 0 | 0 | 0 | 0 | 0 | 0 | 0 | 0 | 0 | 0 | 0 | 0 | 0 | 35.1985 | 0 | 0 | 0 | 0 | 0 | 0 | 0 | 0 | 0 | 0 | 0 | 0 | 4.2585
235.2907 | 0 | 0 | 0 | 0 | 0 | 0 | 0 | 0 | 0 | 0 | 0 | 0 | 0 | 0 | 0 | 0 | 0 | 35.1985 | 0 | 0 | 0 | 0 | 0 | 0 | 0 | 0 | 0 | 0 | 0 | 0 | 4.2585
235.2907 | 0 | 0 | 0 | 0 | 0 | 0 | 0 | 0 | 0 | 0 | 0 | 0 | 0 | 0 | 0 | 0 | 0 | 0 | 0 | 0 | 0 | 0 | 0 | 0 | 0 | 0 | 0 | 0 | 0 | 0 | #N/A
235.2907 | 0 | 0 | 0 | 0 | 0 | 0 | 0 | 0 | 0 | 0 | 0 | 0 | 0 | 0 | 0 | 0 | 0 | 0 | 91.4826 | 0 | 0 | 0 | 0 | 0 | 0 | 0 | 0 | 0 | 0 | 0 | 60.5426
235.4152 | 0 | 0 | 0 | 0 | 0 | 0 | 0 | 0 | 0 | 0 | 0 | 0 | 0 | 0 | 0 | 0 | 0 | 0 | 91.4826 | 0 | 0 | 0 | 0 | 0 | 0 | 0 | 0 | 0 | 0 | 0 | 60.5426
235.4152 | 0 | 0 | 0 | 0 | 0 | 0 | 0 | 0 | 0 | 0 | 0 | 0 | 0 | 0 | 0 | 0 | 0 | 0 | 0 | 0 | 0 | 0 | 0 | 0 | 0 | 0 | 0 | 0 | 0 | 0 | #N/A
235.4152 | 0 | 0 | 0 | 0 | 0 | 0 | 0 | 0 | 0 | 0 | 0 | 0 | 0 | 0 | 0 | 0 | 0 | 0 | 0 | 123.7917 | 0 | 0 | 0 | 0 | 0 | 0 | 0 | 0 | 0 | 0 | 123.7917
236.7987 | 0 | 0 | 0 | 0 | 0 | 0 | 0 | 0 | 0 | 0 | 0 | 0 | 0 | 0 | 0 | 0 | 0 | 0 | 0 | 123.7917 | 0 | 0 | 0 | 0 | 0 | 0 | 0 | 0 | 0 | 0 | 123.7917
236.7987 | 0 | 0 | 0 | 0 | 0 | 0 | 0 | 0 | 0 | 0 | 0 | 0 | 0 | 0 | 0 | 0 | 0 | 0 | 0 | 0 | 0 | 0 | 0 | 0 | 0 | 0 | 0 | 0 | 0 | 0 | #N/A
236.7987 | 0 | 0 | 0 | 0 | 0 | 0 | 0 | 0 | 0 | 0 | 0 | 0 | 0 | 0 | 0 | 0 | 0 | 0 | 0 | 0 | 426.6234 | 0 | 0 | 0 | 0 | 0 | 0 | 0 | 0 | 0 | 386.8931
237.2963 | 0 | 0 | 0 | 0 | 0 | 0 | 0 | 0 | 0 | 0 | 0 | 0 | 0 | 0 | 0 | 0 | 0 | 0 | 0 | 0 | 426.6234 | 0 | 0 | 0 | 0 | 0 | 0 | 0 | 0 | 0 | 386.8931
237.2963 | 0 | 0 | 0 | 0 | 0 | 0 | 0 | 0 | 0 | 0 | 0 | 0 | 0 | 0 | 0 | 0 | 0 | 0 | 0 | 0 | 0 | 0 | 0 | 0 | 0 | 0 | 0 | 0 | 0 | 0 | #N/A
237.2963 | 0 | 0 | 0 | 0 | 0 | 0 | 0 | 0 | 0 | 0 | 0 | 0 | 0 | 0 | 0 | 0 | 0 | 0 | 0 | 0 | 0 | 679.0247 | 0 | 0 | 0 | 0 | 0 | 0 | 0 | 0 | 631.3237
237.7641 | 0 | 0 | 0 | 0 | 0 | 0 | 0 | 0 | 0 | 0 | 0 | 0 | 0 | 0 | 0 | 0 | 0 | 0 | 0 | 0 | 0 | 679.0247 | 0 | 0 | 0 | 0 | 0 | 0 | 0 | 0 | 631.3237
237.7641 | 0 | 0 | 0 | 0 | 0 | 0 | 0 | 0 | 0 | 0 | 0 | 0 | 0 | 0 | 0 | 0 | 0 | 0 | 0 | 0 | 0 | 0 | 0 | 0 | 0 | 0 | 0 | 0 | 0 | 0 | #N/A
237.7641 | 0 | 0 | 0 | 0 | 0 | 0 | 0 | 0 | 0 | 0 | 0 | 0 | 0 | 0 | 0 | 0 | 0 | 0 | 0 | 0 | 0 | 0 | 980.9136 | 0 | 0 | 0 | 0 | 0 | 0 | 0 | 930.9945
238.2289 | 0 | 0 | 0 | 0 | 0 | 0 | 0 | 0 | 0 | 0 | 0 | 0 | 0 | 0 | 0 | 0 | 0 | 0 | 0 | 0 | 0 | 0 | 980.9136 | 0 | 0 | 0 | 0 | 0 | 0 | 0 | 930.9945
238.2289 | 0 | 0 | 0 | 0 | 0 | 0 | 0 | 0 | 0 | 0 | 0 | 0 | 0 | 0 | 0 | 0 | 0 | 0 | 0 | 0 | 0 | 0 | 0 | 0 | 0 | 0 | 0 | 0 | 0 | 0 | #N/A
238.2289 | 0 | 0 | 0 | 0 | 0 | 0 | 0 | 0 | 0 | 0 | 0 | 0 | 0 | 0 | 0 | 0 | 0 | 0 | 0 | 0 | 0 | 0 | 0 |  | 0 | 0 | 0 | 0 | 0 | 0 | #N/A
#VALUE! | 0 | 0 | 0 | 0 | 0 | 0 | 0 | 0 | 0 | 0 | 0 | 0 | 0 | 0 | 0 | 0 | 0 | 0 | 0 | 0 | 0 | 0 | 0 |  | 0 | 0 | 0 | 0 | 0 | 0 | #N/A
#VALUE! | 0 | 0 | 0 | 0 | 0 | 0 | 0 | 0 | 0 | 0 | 0 | 0 | 0 | 0 | 0 | 0 | 0 | 0 | 0 | 0 | 0 | 0 | 0 | 0 | 0 | 0 | 0 | 0 | 0 | 0 | #N/A
#VALUE! | 0 | 0 | 0 | 0 | 0 | 0 | 0 | 0 | 0 | 0 | 0 | 0 | 0 | 0 | 0 | 0 | 0 | 0 | 0 | 0 | 0 | 0 | 0 | 0 |  | 0 | 0 | 0 | 0 | 0 | #N/A
#VALUE! | 0 | 0 | 0 | 0 | 0 | 0 | 0 | 0 | 0 | 0 | 0 | 0 | 0 | 0 | 0 | 0 | 0 | 0 | 0 | 0 | 0 | 0 | 0 | 0 |  | 0 | 0 | 0 | 0 | 0 | #N/A
#VALUE! | 0 | 0 | 0 | 0 | 0 | 0 | 0 | 0 | 0 | 0 | 0 | 0 | 0 | 0 | 0 | 0 | 0 | 0 | 0 | 0 | 0 | 0 | 0 | 0 | 0 | 0 | 0 | 0 | 0 | 0 | #N/A
#VALUE! | 0 | 0 | 0 | 0 | 0 | 0 | 0 | 0 | 0 | 0 | 0 | 0 | 0 | 0 | 0 | 0 | 0 | 0 | 0 | 0 | 0 | 0 | 0 | 0 | 0 |  | 0 | 0 | 0 | 0 | #N/A
#VALUE! | 0 | 0 | 0 | 0 | 0 | 0 | 0 | 0 | 0 | 0 | 0 | 0 | 0 | 0 | 0 | 0 | 0 | 0 | 0 | 0 | 0 | 0 | 0 | 0 | 0 |  | 0 | 0 | 0 | 0 | #N/A
#VALUE! | 0 | 0 | 0 | 0 | 0 | 0 | 0 | 0 | 0 | 0 | 0 | 0 | 0 | 0 | 0 | 0 | 0 | 0 | 0 | 0 | 0 | 0 | 0 | 0 | 0 | 0 | 0 | 0 | 0 | 0 | #N/A
#VALUE! | 0 | 0 | 0 | 0 | 0 | 0 | 0 | 0 | 0 | 0 | 0 | 0 | 0 | 0 | 0 | 0 | 0 | 0 | 0 | 0 | 0 | 0 | 0 | 0 | 0 | 0 |  | 0 | 0 | 0 | #N/A
#VALUE! | 0 | 0 | 0 | 0 | 0 | 0 | 0 | 0 | 0 | 0 | 0 | 0 | 0 | 0 | 0 | 0 | 0 | 0 | 0 | 0 | 0 | 0 | 0 | 0 | 0 | 0 |  | 0 | 0 | 0 | #N/A
#VALUE! | 0 | 0 | 0 | 0 | 0 | 0 | 0 | 0 | 0 | 0 | 0 | 0 | 0 | 0 | 0 | 0 | 0 | 0 | 0 | 0 | 0 | 0 | 0 | 0 | 0 | 0 | 0 | 0 | 0 | 0 | #N/A
#VALUE! | 0 | 0 | 0 | 0 | 0 | 0 | 0 | 0 | 0 | 0 | 0 | 0 | 0 | 0 | 0 | 0 | 0 | 0 | 0 | 0 | 0 | 0 | 0 | 0 | 0 | 0 | 0 |  | 0 | 0 | #N/A
#VALUE! | 0 | 0 | 0 | 0 | 0 | 0 | 0 | 0 | 0 | 0 | 0 | 0 | 0 | 0 | 0 | 0 | 0 | 0 | 0 | 0 | 0 | 0 | 0 | 0 | 0 | 0 | 0 |  | 0 | 0 | #N/A
#VALUE! | 0 | 0 | 0 | 0 | 0 | 0 | 0 | 0 | 0 | 0 | 0 | 0 | 0 | 0 | 0 | 0 | 0 | 0 | 0 | 0 | 0 | 0 | 0 | 0 | 0 | 0 | 0 | 0 | 0 | 0 | #N/A
#VALUE! | 0 | 0 | 0 | 0 | 0 | 0 | 0 | 0 | 0 | 0 | 0 | 0 | 0 | 0 | 0 | 0 | 0 | 0 | 0 | 0 | 0 | 0 | 0 | 0 | 0 | 0 | 0 | 0 |  | 0 | #N/A
#VALUE! | 0 | 0 | 0 | 0 | 0 | 0 | 0 | 0 | 0 | 0 | 0 | 0 | 0 | 0 | 0 | 0 | 0 | 0 | 0 | 0 | 0 | 0 | 0 | 0 | 0 | 0 | 0 | 0 |  | 0 | #N/A
#VALUE! | 0 | 0 | 0 | 0 | 0 | 0 | 0 | 0 | 0 | 0 | 0 | 0 | 0 | 0 | 0 | 0 | 0 | 0 | 0 | 0 | 0 | 0 | 0 | 0 | 0 | 0 | 0 | 0 | 0 | 0 | #N/A
#VALUE! | 0 | 0 | 0 | 0 | 0 | 0 | 0 | 0 | 0 | 0 | 0 | 0 | 0 | 0 | 0 | 0 | 0 | 0 | 0 | 0 | 0 | 0 | 0 | 0 | 0 | 0 | 0 | 0 | 0 |  | #N/A
#VALUE! | 0 | 0 | 0 | 0 | 0 | 0 | 0 | 0 | 0 | 0 | 0 | 0 | 0 | 0 | 0 | 0 | 0 | 0 | 0 | 0 | 0 | 0 | 0 | 0 | 0 | 0 | 0 | 0 | 0 |  | #N/A
#VALUE! | 0 | 0 | 0 | 0 | 0 | 0 | 0 | 0 | 0 | 0 | 0 | 0 | 0 | 0 | 0 | 0 | 0 | 0 | 0 | 0 | 0 | 0 | 0 | 0 | 0 | 0 | 0 | 0 | 0 | 0 | #N/A

## Abatement Curve
| Overview | Action Valuation Summary | Portfolio Dashboard | Marker
|  |  |  | x | A: | Space Planning & Management
|  |  |  | x | B: | Central Chiller Expansion
[5 empty] | C: | Reduced Air Travel
[5 empty] | D: | Green IT
[5 empty] | E: | Short-term Energy Conservation Measures
[5 empty] | F: | Behavior Change
[5 empty] | G: | Steam Line Improvements
[5 empty] | H: | Mid-term Energy Conservation Measures
[5 empty] | I: | Long-term Energy Conservation Measures
[5 empty] | J: | Building Design & Construction Standards
|  |  |  | x | K: | Combined Heat & Power
[5 empty] | L: | Waste Reduction
[5 empty] | M: | Geo Exchange
[5 empty] | N: | Solar DHW
|  |  |  | x | O: | Green Power Purchase (MCCo Reserve Fund)
[5 empty] | P: | Coal to Natural Gas Conversion @ Steam Plant
[5 empty] | Q: | Unitary Chiller Upgrades
[5 empty] | R: | Green Power Purchase Opt 1 (Partial)
[5 empty] | S: | On-site Wind
[5 empty] | T: | Reduced Automobile Reliance Strategies
[5 empty] | U: | Rooftop Solar PV
[5 empty] | V: | Dish Stirling
[5 empty] | W: | Parabolic Trough
X:
Y:
Z:
AA:
AB:
AC:
AD:
* select chart and mouse over items for details
--------- Adjusted Levelized Cost (Savings) per MTCDE Avoided

## PortfolioCombo
Portfolio Combinations
Least Cost | At any cost | Sustainability Brand | Intutive | Steering Committee Portfolio from 11/11 meeting | CAP Base Portfolio (CAP document 2/9/2011)
Behavior Change | Building Design & Construction Standards | Behavior Change | Short-term Energy Conservation Measures | Space Planning & Management | Behavior Change
Space Planning & Management | Reduced Automobile Reliance Strategies | Building Design & Construction Standards | Mid-term Energy Conservation Measures | Building Design & Construction Standards | Building Design & Construction Standards
Short-term Energy Conservation Measures | Waste Reduction | Waste Reduction | Long-term Energy Conservation Measures | Short-term Energy Conservation Measures | Space Planning & Management
Mid-term Energy Conservation Measures | Reduced Air Travel | Reduced Automobile Reliance Strategies | Building Design & Construction Standards | Mid-term Energy Conservation Measures | Central Chiller Expansion
Long-term Energy Conservation Measures | Space Planning & Management | Short-term Energy Conservation Measures | Combined Heat & Power | Long-term Energy Conservation Measures | Short-term Energy Conservation Measures
Green IT | Short-term Energy Conservation Measures | Mid-term Energy Conservation Measures | Unitary Chiller Upgrades | Behavior Change | Mid-term Energy Conservation Measures
Central Chiller Expansion | Mid-term Energy Conservation Measures | Long-term Energy Conservation Measures | Central Chiller Expansion | Solar DHW | Long-term Energy Conservation Measures
Steam Line Improvements | Long-term Energy Conservation Measures | Coal to Natural Gas Conversion @ Steam Plant | Green Power Purchase Opt 2 | On-site Wind | Green IT
Unitary Chiller Upgrades | Green IT | Geo Exchange |  | Rooftop Solar PV | Reduced Air Travel
| Central Chiller Expansion | Green Power Purchase Opt 1 (Partial) |  | Green Power Purchase (MCCo Reserve Fund) | Reduced Automobile Reliance Strategies
| Combined Heat & Power | Green Power Purchase Opt 2 |  | Central Chiller Expansion | Waste Reduction
| Steam Line Improvements | On-site Wind |  | Reduced Air Travel | Steam Line Improvements
| Unitary Chiller Upgrades | Rooftop Solar PV |  | Reduced Automobile Reliance Strategies | Coal to Natural Gas Conversion @ Steam Plant
| Coal to Natural Gas Conversion @ Steam Plant | Dish Stirling |  | Geo Exchange | Geo Exchange
| Geo Exchange | Parabolic Trough |  | Waste Reduction | Solar DHW
| Green Power Purchase Opt 2 |  |  | Combined Heat & Power | Rooftop Solar PV

## PortfolioDashboard
[18 empty] | Portfolio Order | 33 | 32 | 31 | 30 | 29 | 28 | 27 | 26 | 25 | 24 | 23 | 22 | 21 | 20 | 19 | 18 | 17 | 16 | 15 | 14 | 13 | 12 | 11 | 10 | 9 | 8 | 7 | 6 | 5 | 4 | 3 | 2 | 1 | 0
Additions to the Portfolio | Levelized Cost (Savings) per MTCO2e | [13 empty] | Column Offset | [51 empty] | w/ Combined Heat & Power
Behavior Change | -109.5081 | [8 empty] | PV of Offsets Required for Neutrality: $13MM |  |  |  | GHG Emissions (MTCO2e) | Business As Usual (No Grid Footprint Change) | Neutrality by 2050 | BAU Less Portfolio | Offsets or Other Abatement Required for Neutrality | 0 | 0 | 0 | 0 | 0 | 0 | 0 | 0 | 0 | 0 | 0 | 0 | 0 | 0 | 0 | 0 | Rooftop Solar PV | Geo Exchange | Solar DHW | On-site Wind | Coal to Natural Gas Conversion @ Steam Plant | Steam Line Improvements | Waste Reduction | Reduced Automobile Reliance Strategies | Reduced Air Travel | Green IT | Long-term Energy Conservation Measures | Mid-term Energy Conservation Measures | Short-term Energy Conservation Measures | Central Chiller Expansion | Space Planning & Management | Building Design & Construction Standards | Behavior Change | [8 empty] | Remaining Scope 1 | Remaining Scope 2 | Scope 3 - Air | Scope 3 - Commuting | Base Portfolio | Air Travel Offset Program | GHG Neutral Fuel Strategy @ MCCo | w/ Combined Heat & Power | Portfolio (Live)
Building Design & Construction Standards | -62.6865 | [8 empty] | PV of Offsets Required for Neutrality |  |  |  | 2005
Space Planning & Management | -1076.846 | [8 empty] | 12899739.1438 |  |  |  | 2006 |  |  | Need to fix this formula once all portolio wedges are in
Central Chiller Expansion | -238.5771 | [8 empty] | Percent of Allowance |  |  |  | 2007
Short-term Energy Conservation Measures | -115.7402 | [8 empty] | 25% |  |  |  | 2008 | 0 | 0
Mid-term Energy Conservation Measures | -95.6179 | [8 empty] | Cost per Voluntary Offset |  |  |  | 2009 | 263218.4299 | 263218.4299 | [38 empty] | Grid Footprint (MTCO2e/MWh)
Long-term Energy Conservation Measures | -68.2869 | [8 empty] | 0 | 0 |  |  | 2010 | 266371.4901 | 266371.4901 | 264359.9614 | 0 | [16 empty] | 0 | 0 | 0 | 0 | 0 | 0 | 0 | 0 | 0 | 0 | 0 | 0 | 0 | 0 | 2011.5287 | 0 | 0 | 0 |  | 2010 | 0.71026 | starting point is factor from current inventory |  |  | 2010 | 19403.9672 | 183365.5657 | 45441.4804 | 16281.6434 | 2011.5287 | 0 | 0 | 0 | 2011.5287
Green IT | -125.4547 | [8 empty] | 0 | 0 |  |  | 2011 | 269303.6774 | 259712.2029 | 259712.2029 | 1350.5557 | [16 empty] | 0 | 0 | 0 | 124.437 | 0 | 0 | 0 | 0 | 561.6748 | 0 | 0 | 0 | 2742.027 | 0 | 4023.0574 | 789.7226 | 0 | 0 |  | 2011 | 0.71026 |  |  |  | 2011 | 19635.5599 | 178721.2667 | 45712.5712 | 16337.6004 | 8240.9188 | 0 | 1350.5557 | 0 | 8240.9188
Reduced Air Travel | -220.0682 | [8 empty] | 0 | 0 |  |  | 2012 | 275791.8553 | 253052.9156 | 252130.4863 | 0 | [16 empty] | 0 | 0 | 42.1064 | 124.437 | 0 | 3075.9772 | 40.8846 | 162.8164 | 563.4753 | 1948.4709 | 0 | 0 | 5484.0541 | 2167.9819 | 6034.586 | 3573.5486 | 443.0304 | 0 |  | 2012 | 0.71026 |  |  |  | 2012 | 20175.6061 | 170282.5691 | 46029.6053 | 16217.6962 | 23661.369 | 0 | 0 | 0 | 23661.369
Reduced Automobile Reliance Strategies | 123.7917 | [8 empty] | 0 | 0 |  |  | 2013 | 279648.6195 | 246393.6284 | 246393.6284 | 406.4994 | [16 empty] | 0 | 680.8086 | 42.1064 | 124.437 | 0 | 3125.388 | 81.9379 | 326.1924 | 564.8568 | 3896.9419 | 0 | 0 | 8226.0811 | 2218.6346 | 8046.1147 | 4637.7326 | 877.2597 | 0 |  | 2013 | 0.71026 |  |  |  | 2013 | 20490.7935 | 164101.018 | 46165.6612 | 16090.48 | 32848.4917 | 0 | 406.4994 | 0 | 32848.4917
Waste Reduction | -17.0973 | [8 empty] | 0 | 0 |  |  | 2014 | 282513.6366 | 239734.3411 | 239734.3411 | 361.3165 | [16 empty] | 0 | 680.8086 | 42.1064 | 124.437 | 0 | 3161.5431 | 123.1296 | 489.9976 | 566.0215 | 5845.4128 | 0 | 0 | 10968.1082 | 4005.0411 | 10057.6434 | 5052.878 | 1300.8517 | 0 |  | 2014 | 0.71026 |  |  |  | 2014 | 20721.6007 | 157156.8473 | 46230.4915 | 15958.5196 | 42417.979 | 0 | 361.3165 | 0 | 42417.979
Steam Line Improvements | -97.6777 | [8 empty] | 8.2812 | 0 |  |  | 2015 | 287982.7181 | 233075.0538 | 218654.7199 | 0 | [16 empty] | 497.5264 | 1361.6171 | 42.1064 | 124.437 | 18056.3657 | 3233.0465 | 164.4414 | 654.1643 | 567.0477 | 5845.4128 | 0 | 0 | 13710.1352 | 4055.6937 | 12069.1721 | 7226.3576 | 1720.4743 | 0 |  | 2015 | 0.71026 |  |  |  | 2015 | 21176.9469 | 135408.0563 | 46458.0927 | 15823.1323 | 69327.9983 | 0 | 0 | 0 | 69327.9983
Coal to Natural Gas Conversion @ Steam Plant | 17.9595 | [8 empty] | 8.6557 | 0 |  |  | 2016 | 290832.7262 | 226415.7666 | 215620.9256 | 0 | [16 empty] | 497.5264 | 1361.6171 | 42.1064 | 124.437 | 18258.2899 | 3269.2016 | 205.8605 | 818.6495 | 851.963 | 5845.4128 | 0 | 1651.6937 | 13710.1352 | 4712.5079 | 14080.7008 | 7651.4768 | 2130.222 | 0 |  | 2016 | 0.71026 |  |  |  | 2016 | 21407.5787 | 132389.0458 | 46512.7564 | 15685.104 | 75211.8006 | 0 | 0 | 0 | 75211.8006
On-site Wind | 91.4826 | [8 empty] | 9.0323 | 0 |  |  | 2017 | 293677.6117 | 219756.4793 | 213519.6345 | 0 | [16 empty] | 497.5264 | 1361.6171 | 42.1064 | 124.437 | 18460.214 | 3305.3568 | 206.1479 | 983.4224 | 853.2427 | 5845.4128 | 0 | 3303.3874 | 13710.1352 | 4763.1606 | 16092.2294 | 8077.7906 | 2531.7906 | 0 |  | 2017 | 0.71026 |  |  |  | 2017 | 21638.1505 | 129983.1811 | 46563.8946 | 15544.9491 | 80157.9773 | 0 | 0 | 0 | 80157.9773
Solar DHW | 6.1336 | [8 empty] | 9.4112 | 0 |  |  | 2018 | 296518.3109 | 213097.1921 | 211504.612 | 0 | [16 empty] | 497.5264 | 1361.6171 | 42.1064 | 124.437 | 18662.1382 | 3341.5119 | 206.4178 | 1148.46 | 854.4337 | 5845.4128 | 0 | 4955.0811 | 13710.1352 | 4813.8133 | 18103.7581 | 8505.2602 | 2841.5898 | 0 |  | 2018 | 0.71026 |  |  |  | 2018 | 21868.6734 | 127667.9301 | 46612.1222 | 15403.0269 | 85013.6989 | 0 | 0 | 0 | 85013.6989
Geo Exchange | 2.6602 | [8 empty] | 9.7925 | 29901.2365 |  |  | 2019 | 299355.5053 | 206437.9048 | 206437.9048 | 3053.4733 | [16 empty] | 497.5264 | 1361.6171 | 42.1064 | 124.437 | 18864.0624 | 3377.667 | 206.6731 | 1313.7437 | 855.5524 | 5845.4128 | 0 | 6606.7748 | 13710.1352 | 4864.4659 | 20115.2868 | 8933.8486 | 3144.8177 | 0 |  | 2019 | 0.71026 |  |  |  | 2019 | 22099.1553 | 122304.6582 | 46657.8884 | 15259.6003 | 89864.1272 | 0 | 3053.4733 | 0 | 89864.1272
Rooftop Solar PV | 426.6234 | [8 empty] | 10.1763 | 78376.8251 |  |  | 2020 | 302189.7096 | 199778.6176 | 199778.6176 | 7701.8766 | [16 empty] | 497.5264 | 1361.6171 | 42.1064 | 124.437 | 19065.9865 | 3413.8221 | 206.9159 | 1479.2585 | 856.6105 | 5845.4128 | 0 | 8258.4684 | 13710.1352 | 4915.1186 | 22126.8155 | 9363.5202 | 3441.4642 | 0 |  | 2020 | 0.71026 |  |  |  | 2020 | 22329.6022 | 115351.9545 | 46701.5335 | 15114.8693 | 94709.2154 | 0 | 7701.8766 | 0 | 94709.2154
[10 empty] | 10.65 | 131560.4535 |  |  | 2021 | 305021.3234 | 193119.3303 | 193119.3303 | 12353.0756 | [16 empty] | 497.5264 | 1361.6171 | 42.1064 | 124.437 | 19267.9107 | 3449.9773 | 207.1479 | 1644.992 | 857.6168 | 5845.4128 | 0 | 9910.1621 | 13710.1352 | 4965.7713 | 24138.3442 | 9794.2409 | 3731.5195 | 0 |  | 2021 | 0.71026 |  |  |  | 2021 | 22560.0188 | 108401.9974 | 46743.3226 | 14968.9898 | 99548.9174 | 0 | 12353.0756 | 0 | 99548.9174
[10 empty] | 11.1265 | 191078.9217 |  |  | 2022 | 307850.6647 | 186460.0431 | 186460.0431 | 17173.3739 | [16 empty] | 497.5264 | 1361.6171 | 42.1064 | 124.437 | 19469.8348 | 3486.1324 | 207.3704 | 1644.992 | 858.5784 | 5845.4128 | 0 | 11561.8558 | 13710.1352 | 5016.4239 | 26149.8728 | 10225.9781 | 4014.9741 | 0 |  | 2022 | 0.71026 |  |  |  | 2022 | 22790.4088 | 101288.525 | 46949.4089 | 14988.028 | 104217.2477 | 0 | 17173.3739 | 0 | 104217.2477
[10 empty] | 11.6058 | 258986.4443 |  |  | 2023 | 310677.9912 | 179800.7558 | 179800.7558 | 22315.2421 | [16 empty] | 497.5264 | 1361.6171 | 42.1064 | 124.437 | 19671.759 | 3522.2875 | 207.5845 | 1644.992 | 859.5007 | 5845.4128 | 0 | 13213.5495 | 13710.1352 | 5067.0766 | 28161.4015 | 10658.7005 | 3973.9066 | 0 |  | 2023 | 0.71026 |  |  |  | 2023 | 23020.7753 | 94177.0197 | 47154.2216 | 15006.3429 | 108561.9932 | 0 | 22315.2421 | 0 | 108561.9932
[10 empty] | 12.0882 | 339320.888 |  |  | 2024 | 313503.5153 | 173141.4686 | 173141.4686 | 28070.4285 | [16 empty] | 497.5264 | 1361.6171 | 42.1064 | 124.437 | 19873.6831 | 3558.4426 | 207.7911 | 1644.992 | 860.3881 | 5845.4128 | 1008.2242 | 13213.5495 | 13710.1352 | 5117.7293 | 30172.9302 | 11092.378 | 3960.2753 | 0 |  | 2024 | 0.71026 |  |  |  | 2024 | 23251.1207 | 87067.2743 | 47357.8952 | 15024.0109 | 112291.6183 | 0 | 28070.4285 | 0 | 112291.6183
[10 empty] | 12.5738 | 425284.7712 |  |  | 2025 | 316327.4147 | 166482.1813 | 166482.1813 | 33823.1413 | [16 empty] | 497.5264 | 1361.6171 | 42.1064 | 124.437 | 20075.6073 | 3594.5978 | 207.9909 | 1644.992 | 861.2443 | 5845.4128 | 2016.4483 | 13213.5495 | 13710.1352 | 5168.3819 | 32184.4589 | 11526.9819 | 3946.6043 | 0 |  | 2025 | 0.71026 |  |  |  | 2025 | 23481.4471 | 79959.1159 | 47560.5417 | 15041.0957 | 116022.0921 | 0 | 33823.1413 | 0 | 116022.0921
[10 empty] | 13.1624 | 520880.9968 |  |  | 2026 | 319149.8394 | 159822.8941 | 159822.8941 | 39573.5536 | [16 empty] | 497.5264 | 1361.6171 | 42.1064 | 124.437 | 20277.5314 | 3630.7529 | 208.1845 | 1644.992 | 862.0725 | 5845.4128 | 3024.6725 | 13213.5495 | 13710.1352 | 5219.0346 | 34195.9876 | 11962.4845 | 3932.8949 | 0 |  | 2026 | 0.71026 |  |  |  | 2026 | 23711.7563 | 72852.3978 | 47762.2562 | 15057.6511 | 119753.3918 | 0 | 39573.5536 | 0 | 119753.3918
[10 empty] | 13.7544 | 623376.3412 |  |  | 2027 | 321970.9179 | 153163.6068 | 153163.6068 | 45321.816 | [16 empty] | 497.5264 | 1361.6171 | 42.1064 | 124.437 | 20479.4556 | 3666.908 | 208.3726 | 1644.992 | 862.8752 | 5845.4128 | 4032.8966 | 13213.5495 | 13710.1352 | 5269.6873 | 36207.5162 | 12398.8591 | 3919.1481 | 0 |  | 2027 | 0.71026 |  |  |  | 2027 | 23942.0497 | 65746.9948 | 47963.1198 | 15073.7232 | 123485.4951 | 0 | 45321.816 | 0 | 123485.4951
[10 empty] | 14.3502 | 732838.6251 |  |  | 2028 | 324790.7609 | 146504.3196 | 146504.3196 | 51068.061 | [16 empty] | 497.5264 | 1361.6171 | 42.1064 | 124.437 | 20681.3798 | 3703.0631 | 208.5555 | 1644.992 | 863.6545 | 5845.4128 | 5041.1208 | 13213.5495 | 13710.1352 | 5320.3399 | 38219.0449 | 12836.0803 | 3905.365 | 0 |  | 2028 | 0.71026 |  |  |  | 2028 | 24172.3287 | 58642.799 | 48163.2025 | 15089.3519 | 127218.3803 | 0 | 51068.061 | 0 | 127218.3803
[10 empty] | 14.9499 | 849340.2646 |  |  | 2029 | 327609.4647 | 139845.0323 | 139845.0323 | 56812.4063 | [16 empty] | 497.5264 | 1361.6171 | 42.1064 | 124.437 | 20883.3039 | 3739.2183 | 208.7336 | 1644.992 | 864.4126 | 5845.4128 | 6049.345 | 13213.5495 | 13710.1352 | 5370.9926 | 40230.5736 | 13274.1234 | 3891.5468 | 0 |  | 2029 | 0.71026 |  |  |  | 2029 | 24402.5943 | 51539.7161 | 48362.5651 | 15104.5717 | 130952.0261 | 0 | 56812.4063 | 0 | 130952.0261
[10 empty] | 15.5537 | 972958.5459 |  |  | 2030 | 330427.1139 | 133185.7451 | 133185.7451 | 62554.9568 | [16 empty] | 497.5264 | 1361.6171 | 42.1064 | 124.437 | 21085.2281 | 3775.3734 | 208.9073 | 1644.992 | 865.1509 | 5845.4128 | 7057.5691 | 13213.5495 | 13710.1352 | 5421.6453 | 42242.1023 | 13712.965 | 3877.6943 | 0 |  | 2030 | 0.71026 |  |  |  | 2030 | 24632.8476 | 44437.6638 | 48561.2611 | 15119.4128 | 134686.412 | 0 | 62554.9568 | 0 | 134686.412
[10 empty] | 16.2889 | 1113291.3661 |  |  | 2031 | 333243.7828 | 126526.4578 | 126526.4578 | 68346.4597 | [16 empty] | 497.5264 | 1361.6171 | 42.1064 | 124.437 | 21287.1522 | 3811.5285 | 209.077 | 1644.992 | 865.8709 | 5845.4128 | 8065.7933 | 13213.5495 | 13710.1352 | 5421.6453 | 44253.6309 | 14152.5821 | 3863.8086 | 0 |  | 2031 | 0.71026 |  |  |  | 2031 | 24863.0895 | 37336.5694 | 48759.3375 | 15133.9022 | 138370.8653 | 0 | 68346.4597 | 0 | 138370.8653
[10 empty] | 17.0287 | 1262446.7304 |  |  | 2032 | 336059.5377 | 119867.1705 | 119867.1705 | 74136.3478 | [16 empty] | 497.5264 | 1361.6171 | 42.1064 | 124.437 | 21489.0764 | 3847.6837 | 209.2428 | 1644.992 | 866.5741 | 5845.4128 | 9074.0174 | 13213.5495 | 13710.1352 | 5421.6453 | 46265.1596 | 14592.9531 | 3849.8906 | 0 |  | 2032 | 0.71026 |  |  |  | 2032 | 25093.3206 | 30236.3683 | 48956.8362 | 15148.0634 | 142056.0194 | 0 | 74136.3478 | 0 | 142056.0194
[10 empty] | 17.7732 | 1420518.4901 |  |  | 2033 | 338874.4375 | 113207.8833 | 113207.8833 | 79924.6989 | [16 empty] | 497.5264 | 1361.6171 | 42.1064 | 124.437 | 21691.0005 | 3883.8388 | 209.4051 | 1644.992 | 867.2614 | 5845.4128 | 10082.2416 | 13213.5495 | 13710.1352 | 5421.6453 | 48276.6883 | 15034.0568 | 3835.9412 | 0 |  | 2033 | 0.71026 |  |  |  | 2033 | 25323.5418 | 23137.0029 | 49153.7944 | 15161.9177 | 145741.8554 | 0 | 79924.6989 | 0 | 145741.8554
[10 empty] | 18.5227 | 1606106.4881 |  |  | 2034 | 341688.5352 | 106548.596 | 106548.596 | 86710.3475 | [16 empty] | 497.5264 | 1361.6171 | 42.1064 | 124.437 | 21892.9247 | 3919.9939 | 209.564 | 1644.992 | 867.9339 | 5845.4128 | 10082.2416 | 13213.5495 | 13710.1352 | 5421.6453 | 50288.217 | 15475.8729 | 3831.422 | 0 |  | 2034 | 0.71026 |  |  |  | 2034 | 25553.7536 | 16038.4215 | 49350.2456 | 15175.484 | 148429.5917 | 0 | 86710.3475 | 0 | 148429.5917
[10 empty] | 19.2773 | 1802325.094 |  |  | 2035 | 344501.8785 | 99889.3088 | 99889.3088 | 93494.5955 | [16 empty] | 497.5264 | 1361.6171 | 42.1064 | 124.437 | 22094.8488 | 3956.149 | 209.7197 | 1644.992 | 868.5926 | 5845.4128 | 10082.2416 | 13213.5495 | 13710.1352 | 5421.6453 | 52299.7457 | 15918.382 | 3826.873 | 0 |  | 2035 | 0.71026 |  |  |  | 2035 | 25783.9565 | 8940.5775 | 49546.22 | 15188.7796 | 151117.9742 | 0 | 93494.5955 | 0 | 151117.9742
[10 empty] | 20.1735 | 2022949.57 |  |  | 2036 | 347314.5104 | 93230.0215 | 93230.0215 | 100277.503 | [16 empty] | 497.5264 | 1361.6171 | 42.1064 | 124.437 | 22296.773 | 3992.3042 | 209.8725 | 1644.992 | 869.2382 | 5845.4128 | 10082.2416 | 13213.5495 | 13710.1352 | 5421.6453 | 54311.2743 | 16361.5651 | 3822.2952 | 0 |  | 2036 | 0.71026 |  |  |  | 2036 | 26014.1512 | 1843.4288 | 49741.7447 | 15201.8198 | 153806.9859 | 0 | 100277.503 | 0 | 153806.9859
[10 empty] | 21.0495 | 2253542.364 |  |  | 2037 | 350126.4702 | 86570.7343 | 86570.7343 | 107059.1256 | [16 empty] | 497.5264 | 1361.6171 | 42.1064 | 124.437 | 22498.6972 | 4028.4593 | 210.0225 | 1644.992 | 869.8715 | 5845.4128 | 10082.2416 | 13213.5495 | 13710.1352 | 5421.6453 | 56322.803 | 16805.4042 | 3817.6893 | 0 |  | 2037 | 0.71026 |  |  |  | 2037 | 26244.338 | 0 | 44683.7818 | 15214.6188 | 156496.6103 | 5253.0628 | 101806.0628 | 0 | 156496.6103
[10 empty] | 21.9031 | 2493435.3353 |  |  | 2038 | 352937.7935 | 79911.447 | 79911.447 | 113839.5149 | [16 empty] | 497.5264 | 1361.6171 | 42.1064 | 124.437 | 22700.6213 | 4064.6144 | 210.1699 | 1644.992 | 870.4932 | 5845.4128 | 10082.2416 | 13213.5495 | 13710.1352 | 5421.6453 | 58334.3317 | 17249.8818 | 3813.056 | 0 |  | 2038 | 0.71026 |  |  |  | 2038 | 26474.5173 | 0 | 37782.6099 | 15227.1893 | 159186.8316 | 12348.9323 | 101490.5826 | 0 | 159186.8316
[10 empty] | 22.7325 | 2741970.2296 |  |  | 2039 | 355748.513 | 73252.1598 | 73252.1598 | 120618.719 | [16 empty] | 497.5264 | 1361.6171 | 42.1064 | 124.437 | 22902.5455 | 4100.7695 | 210.3147 | 1644.992 | 871.1039 | 5845.4128 | 10082.2416 | 13213.5495 | 13710.1352 | 5421.6453 | 60345.8604 | 17694.9809 | 3808.3961 | 0 |  | 2039 | 0.71026 |  |  |  | 2039 | 26704.6896 | 0 | 30881.6467 | 15239.543 | 161877.6343 | 19444.2115 | 101174.5075 | 0 | 161877.6343
[10 empty] | 23.5971 | 3006195.0045 |  |  | 2040 | 358558.6587 | 66592.8725 | 66592.8725 | 127396.7827 | [16 empty] | 497.5264 | 1361.6171 | 42.1064 | 124.437 | 23104.4696 | 4136.9247 | 210.4571 | 1644.992 | 871.7041 | 5845.4128 | 10082.2416 | 13213.5495 | 13710.1352 | 5421.6453 | 62357.3891 | 18140.6853 | 3803.7102 | 0 |  | 2040 | 0.71026 |  |  |  | 2040 | 26934.8551 | 0 | 23980.8817 | 15251.6908 | 164569.0034 | 26538.9296 | 100857.8531 | 0 | 164569.0034
[10 empty] | 24.4144 | 3275765.0062 |  |  | 2041 | 361368.2581 | 59933.5853 | 59933.5853 | 134173.7481 | [16 empty] | 497.5264 | 1361.6171 | 42.1064 | 124.437 | 23306.3938 | 4173.0798 | 210.5973 | 1644.992 | 872.2945 | 5845.4128 | 10082.2416 | 13213.5495 | 13710.1352 | 5421.6453 | 64368.9177 | 18586.9792 | 3798.9992 | 0 |  | 2041 | 0.71026 |  |  |  | 2041 | 27165.0143 | 0 | 17080.3055 | 15263.6425 | 167260.9247 | 33633.1137 | 100540.6344 | 0 | 167260.9247
[10 empty] | 25.1787 | 3548930.5686 |  |  | 2042 | 364177.3366 | 53274.298 | 53274.298 | 140949.6546 | [16 empty] | 497.5264 | 1361.6171 | 42.1064 | 124.437 | 23508.3179 | 4209.2349 | 210.7352 | 1644.992 | 872.8753 | 5845.4128 | 10082.2416 | 13213.5495 | 13710.1352 | 5421.6453 | 66380.4464 | 19033.8474 | 3794.2635 | 0 |  | 2042 | 0.71026 |  |  |  | 2042 | 27395.1674 | 0 | 10179.9094 | 15275.4073 | 169953.3841 | 40726.7886 | 100222.866 | 0 | 169953.3841
[10 empty] | 26.0502 | 3848252.9081 |  |  | 2043 | 366985.9178 | 46615.0108 | 46615.0108 | 147724.539 | [16 empty] | 497.5264 | 1361.6171 | 42.1064 | 124.437 | 23710.2421 | 4245.39 | 210.8711 | 1644.992 | 873.4472 | 5845.4128 | 10082.2416 | 13213.5495 | 13710.1352 | 5421.6453 | 68391.9751 | 19481.2753 | 3789.5038 | 0 |  | 2043 | 0.71026 |  |  |  | 2043 | 27625.3146 | 0 | 3279.6851 | 15286.9935 | 172646.368 | 47819.9771 | 99904.5619 | 0 | 172646.368
[10 empty] | 27.0504 | 4179239.8049 |  |  | 2044 | 369794.0234 | 39955.7235 | 39955.7235 | 154498.4363 | [16 empty] | 497.5264 | 1361.6171 | 42.1064 | 124.437 | 23912.1662 | 4281.5452 | 211.0051 | 1644.992 | 874.0105 | 5845.4128 | 10082.2416 | 13213.5495 | 13710.1352 | 5421.6453 | 70403.5038 | 19929.2487 | 3784.7208 | 0 |  | 2044 | 0.71026 |  |  |  | 2044 | 27855.4563 | 0 | 0 | 15298.409 | 175339.8635 | 51292.326 | 99585.7356 | 0 | 175339.8635
[10 empty] | 28.2105 | 4549545.2197 |  |  | 2045 | 372601.6736 | 33296.4363 | 33296.4363 | 161271.3794 | [16 empty] | 497.5264 | 1361.6171 | 42.1064 | 124.437 | 24114.0904 | 4317.7003 | 211.1371 | 1644.992 | 874.5655 | 5845.4128 | 10082.2416 | 13213.5495 | 13710.1352 | 5421.6453 | 72415.0325 | 20377.7539 | 3779.915 | 0 |  | 2045 | 0.71026 |  |  |  | 2045 | 28085.5927 | 0 | 0 | 15309.661 | 178033.8579 | 51484.7019 | 99266.4004 | 0 | 178033.8579
[10 empty] | 29.4438 | 4947839.2123 |  |  | 2046 | 375408.8874 | 26637.149 | 26637.149 | 168043.3995 | [16 empty] | 497.5264 | 1361.6171 | 42.1064 | 124.437 | 24316.0146 | 4353.8554 | 211.2673 | 1644.992 | 875.1127 | 5845.4128 | 10082.2416 | 13213.5495 | 13710.1352 | 5421.6453 | 74426.5611 | 20826.7776 | 3775.087 | 0 |  | 2046 | 0.71026 |  |  |  | 2046 | 28315.724 | 0 | 0 | 15320.7564 | 180728.3389 | 51676.8019 | 98946.5688 | 0 | 180728.3389
[10 empty] | 30.76 | 5377294.1746 |  |  | 2047 | 378215.6822 | 19977.8618 | 19977.8618 | 174814.5258 | [16 empty] | 497.5264 | 1361.6171 | 42.1064 | 124.437 | 24517.9387 | 4390.0106 | 211.3957 | 1644.992 | 875.6523 | 5845.4128 | 10082.2416 | 13213.5495 | 13710.1352 | 5421.6453 | 76438.0898 | 21276.307 | 3770.2373 | 0 |  | 2047 | 0.71026 |  |  |  | 2047 | 28545.8503 | 0 | 0 | 15331.7015 | 183423.2947 | 51868.6371 | 98626.2532 | 0 | 183423.2947
[10 empty] | 32.1693 | 5841460.7739 |  |  | 2048 | 381022.0746 | 13318.5745 | 13318.5745 | 181584.7864 | [16 empty] | 497.5264 | 1361.6171 | 42.1064 | 124.437 | 24719.8629 | 4426.1657 | 211.5225 | 1644.992 | 876.1847 | 5845.4128 | 10082.2416 | 13213.5495 | 13710.1352 | 5421.6453 | 78449.6185 | 21726.3297 | 3765.3665 | 0 |  | 2048 | 0.71026 |  |  |  | 2048 | 28775.972 | 0 | 0 | 15342.502 | 186118.7137 | 52060.2179 | 98305.4654 | 0 | 186118.7137
[10 empty] | 33.6826 | 6344266.2693 |  |  | 2049 | 383828.0799 | 6659.2873 | 6659.2873 | 188354.2077 | [16 empty] | 497.5264 | 1361.6171 | 42.1064 | 124.437 | 24921.787 | 4462.3208 | 211.6476 | 1644.992 | 876.7101 | 5845.4128 | 10082.2416 | 13213.5495 | 13710.1352 | 5421.6453 | 80461.1472 | 22176.8338 | 3760.475 | 0 |  | 2049 | 0.71026 |  |  |  | 2049 | 29006.0892 | 0 | 0 | 15353.1636 | 188814.5849 | 52251.5541 | 97984.2168 | 0 | 188814.5849
[10 empty] | 35.3111 | 6890009.1875 |  |  | 2050 | 386633.7125 | 0 | 0 | 195122.8151 | [16 empty] | 497.5264 | 1361.6171 | 42.1064 | 124.437 | 25123.7112 | 4498.4759 | 211.7712 | 1644.992 | 877.2288 | 5845.4128 | 10082.2416 | 13213.5495 | 13710.1352 | 5421.6453 | 82472.6759 | 22627.8077 | 3755.5635 | 0 |  | 2050 | 0.71026 |  |  |  | 2050 | 29236.2019 | 0 | 0 | 15363.6915 | 191510.8975 | 52442.6547 | 97662.5187 | 0 | 191510.8975
[14 empty] | Purchased Electricity | Business As Usual (MWh) |  | BAU Less Portfolio |  | 0 | 0 | 0 | 0 | 0 | 0 | 0 | 0 | 0 | 0 | 0 | 0 | 0 | 0 | 0 | 0 | Rooftop Solar PV | Geo Exchange | Solar DHW | On-site Wind | Coal to Natural Gas Conversion @ Steam Plant | Steam Line Improvements | Waste Reduction | Reduced Automobile Reliance Strategies | Reduced Air Travel | Green IT | Long-term Energy Conservation Measures | Mid-term Energy Conservation Measures | Short-term Energy Conservation Measures | Central Chiller Expansion | Space Planning & Management | Building Design & Construction Standards | Behavior Change
2005
[14 empty] | 2006 |  |  | Need to fix this formula once all portolio wedges are in
2007
2008
2009
[14 empty] | 2010 | 128552.6351 |  | 127163.9902 | [17 empty] | 0 | 0 | 0 | 0 | 0 | 0 | 0 | 0 | 0 | 0 | 0 | 0 | 0 | 0 | 1388.645 | 0 | 0
[14 empty] | 2011 | 130129.2607 |  | 125343.1696 | [17 empty] | 0 | 0 | 0 | 175.2 | 0 | 0 | 0 | 0 | 0 | 0 | 0 | 0 | 1316.4 | 0 | 2777.2899 | 517.2012 | 0
[14 empty] | 2012 | 133825.368 |  | 113507.6018 | [17 empty] | 0 | 0 | 0 | 175.2 | 0 | 0 | 0 | 0 | 0 | 2743.3333 | 0 | 0 | 2632.8 | 7702.296 | 4165.9349 | 2274.441 | 623.761
[14 empty] | 2013 | 135980.034 |  | 109218.097 | [17 empty] | 0 | -518.3 | 0 | 175.2 | 0 | 0 | 0 | 0 | 0 | 5486.6667 | 0 | 0 | 3949.2 | 7916.244 | 5554.5799 | 2963.2161 | 1235.1304
[14 empty] | 2014 | 137556.6596 |  | 98143.3359 | [17 empty] | 0 | -518.3 | 0 | 175.2 | 0 | 0 | 0 | 0 | 0 | 8230 | 0 | 0 | 5265.6 | 14239.792 | 6943.2248 | 3246.2836 | 1831.5233
[14 empty] | 2015 | 140674.7264 |  | 96171.2143 | [17 empty] | 700.4881 | -1036.6 | 0 | 175.2 | 0 | 0 | 0 | 0 | 0 | 8230 | 0 | 0 | 6582 | 14453.74 | 8331.8698 | 4644.4868 | 2422.3274
[14 empty] | 2016 | 142251.352 |  | 92099.5231 | [17 empty] | 700.4881 | -1036.6 | 0 | 175.2 | 0 | 0 | 0 | 0 | 0 | 8230 | 0 | 1040.125 | 6582 | 16801.288 | 9720.5148 | 4939.5848 | 2999.2282
[14 empty] | 2017 | 143827.9776 |  | 90171.5066 | [17 empty] | 700.4881 | -1036.6 | 0 | 175.2 | 0 | 0 | 0 | 0 | 0 | 8230 | 0 | 2080.25 | 6582 | 17015.236 | 11109.1597 | 5236.1238 | 3564.6133
[14 empty] | 2018 | 145404.6032 |  | 88371.3019 | [17 empty] | 700.4881 | -1036.6 | 0 | 175.2 | 0 | 0 | 0 | 0 | 0 | 8230 | 0 | 3120.375 | 6582 | 17229.184 | 12497.8047 | 5534.057 | 4000.7925
[14 empty] | 2019 | 146981.2288 |  | 86578.9997 | [17 empty] | 700.4881 | -1036.6 | 0 | 175.2 | 0 | 0 | 0 | 0 | 0 | 8230 | 0 | 4160.5 | 6582 | 17443.132 | 13886.4497 | 5833.3396 | 4427.7197
[14 empty] | 2020 | 148557.8544 |  | 84794.6573 | [17 empty] | 700.4881 | -1036.6 | 0 | 175.2 | 0 | 0 | 0 | 0 | 0 | 8230 | 0 | 5200.625 | 6582 | 17657.08 | 15275.0946 | 6133.9287 | 4845.3807
[14 empty] | 2021 | 150134.48 |  | 83018.3294 | [17 empty] | 700.4881 | -1036.6 | 0 | 175.2 | 0 | 0 | 0 | 0 | 0 | 8230 | 0 | 6240.75 | 6582 | 17871.028 | 16663.7396 | 6435.7834 | 5253.7615
[14 empty] | 2022 | 151711.1056 |  | 81250.0687 | [17 empty] | 700.4881 | -1036.6 | 0 | 175.2 | 0 | 0 | 0 | 0 | 0 | 8230 | 0 | 7280.875 | 6582 | 18084.976 | 18052.3846 | 6738.8641 | 5652.8491
[14 empty] | 2023 | 153287.7312 |  | 79937.5279 | [17 empty] | 700.4881 | -1036.6 | 0 | 175.2 | 0 | 0 | 0 | 0 | 0 | 8230 | 0 | 8321 | 6582 | 18298.924 | 19441.0295 | 7043.1332 | 5595.0284
[14 empty] | 2024 | 154864.3568 |  | 79358.9314 | [17 empty] | 700.4881 | -1036.6 | 0 | 175.2 | 0 | 0 | 0 | 0 | 0 | 8230 | 266.4 | 8321 | 6582 | 18512.872 | 20829.6745 | 7348.5544 | 5575.8364
[14 empty] | 2025 | 156440.9824 |  | 78779.2733 | [17 empty] | 700.4881 | -1036.6 | 0 | 175.2 | 0 | 0 | 0 | 0 | 0 | 8230 | 532.8 | 8321 | 6582 | 18726.82 | 22218.3195 | 7655.093 | 5556.5885
[14 empty] | 2026 | 158017.608 |  | 78198.5855 | [17 empty] | 700.4881 | -1036.6 | 0 | 175.2 | 0 | 0 | 0 | 0 | 0 | 8230 | 799.2 | 8321 | 6582 | 18940.768 | 23606.9644 | 7962.7155 | 5537.2864
[14 empty] | 2027 | 159594.2336 |  | 77616.8984 | [17 empty] | 700.4881 | -1036.6 | 0 | 175.2 | 0 | 0 | 0 | 0 | 0 | 8230 | 1065.6 | 8321 | 6582 | 19154.716 | 24995.6094 | 8271.39 | 5517.9317
[14 empty] | 2028 | 161170.8592 |  | 77034.2412 | [17 empty] | 700.4881 | -1036.6 | 0 | 175.2 | 0 | 0 | 0 | 0 | 0 | 8230 | 1332 | 8321 | 6582 | 19368.664 | 26384.2544 | 8581.0856 | 5498.526
[14 empty] | 2029 | 162747.4848 |  | 76450.6421 | [17 empty] | 700.4881 | -1036.6 | 0 | 175.2 | 0 | 0 | 0 | 0 | 0 | 8230 | 1598.4 | 8321 | 6582 | 19582.612 | 27772.8993 | 8891.7727 | 5479.0706
[14 empty] | 2030 | 164324.1104 |  | 75866.1281 | [17 empty] | 700.4881 | -1036.6 | 0 | 175.2 | 0 | 0 | 0 | 0 | 0 | 8230 | 1864.8 | 8321 | 6582 | 19796.56 | 29161.5443 | 9203.4227 | 5459.5672
[14 empty] | 2031 | 165900.736 |  | 75494.6733 | [17 empty] | 700.4881 | -1036.6 | 0 | 175.2 | 0 | 0 | 0 | 0 | 0 | 8230 | 2131.2 | 8321 | 6582 | 19796.56 | 30550.1893 | 9516.0084 | 5440.0169
[14 empty] | 2032 | 167477.3616 |  | 75122.3548 | [17 empty] | 700.4881 | -1036.6 | 0 | 175.2 | 0 | 0 | 0 | 0 | 0 | 8230 | 2397.6 | 8321 | 6582 | 19796.56 | 31938.8343 | 9829.5033 | 5420.4212
[14 empty] | 2033 | 169053.9872 |  | 74749.1966 | [17 empty] | 700.4881 | -1036.6 | 0 | 175.2 | 0 | 0 | 0 | 0 | 0 | 8230 | 2664 | 8321 | 6582 | 19796.56 | 33327.4792 | 10143.882 | 5400.7813
[14 empty] | 2034 | 170630.6128 |  | 74628.302 | [17 empty] | 700.4881 | -1036.6 | 0 | 175.2 | 0 | 0 | 0 | 0 | 0 | 8230 | 2664 | 8321 | 6582 | 19796.56 | 34716.1242 | 10459.1201 | 5394.4184
[14 empty] | 2035 | 172207.2384 |  | 74506.6134 | [17 empty] | 700.4881 | -1036.6 | 0 | 175.2 | 0 | 0 | 0 | 0 | 0 | 8230 | 2664 | 8321 | 6582 | 19796.56 | 36104.7692 | 10775.194 | 5388.0138
[14 empty] | 2036 | 173783.864 |  | 74384.1524 | [17 empty] | 700.4881 | -1036.6 | 0 | 175.2 | 0 | 0 | 0 | 0 | 0 | 8230 | 2664 | 8321 | 6582 | 19796.56 | 37493.4141 | 11092.081 | 5381.5684
[14 empty] | 2037 | 175360.4896 |  | 74260.9397 | [17 empty] | 700.4881 | -1036.6 | 0 | 175.2 | 0 | 0 | 0 | 0 | 0 | 8230 | 2664 | 8321 | 6582 | 19796.56 | 38882.0591 | 11409.7592 | 5375.0836
[14 empty] | 2038 | 176937.1152 |  | 74136.9954 | [17 empty] | 700.4881 | -1036.6 | 0 | 175.2 | 0 | 0 | 0 | 0 | 0 | 8230 | 2664 | 8321 | 6582 | 19796.56 | 40270.7041 | 11728.2075 | 5368.5602
[14 empty] | 2039 | 178513.7408 |  | 74012.3388 | [17 empty] | 700.4881 | -1036.6 | 0 | 175.2 | 0 | 0 | 0 | 0 | 0 | 8230 | 2664 | 8321 | 6582 | 19796.56 | 41659.349 | 12047.4055 | 5361.9993
[14 empty] | 2040 | 180090.3664 |  | 73886.9887 | [17 empty] | 700.4881 | -1036.6 | 0 | 175.2 | 0 | 0 | 0 | 0 | 0 | 8230 | 2664 | 8321 | 6582 | 19796.56 | 43047.994 | 12367.3337 | 5355.4019
[14 empty] | 2041 | 181666.992 |  | 73760.9631 | [17 empty] | 700.4881 | -1036.6 | 0 | 175.2 | 0 | 0 | 0 | 0 | 0 | 8230 | 2664 | 8321 | 6582 | 19796.56 | 44436.639 | 12687.9729 | 5348.769
[14 empty] | 2042 | 183243.6176 |  | 73634.2793 | [17 empty] | 700.4881 | -1036.6 | 0 | 175.2 | 0 | 0 | 0 | 0 | 0 | 8230 | 2664 | 8321 | 6582 | 19796.56 | 45825.2839 | 13009.3049 | 5342.1014
[14 empty] | 2043 | 184820.2432 |  | 73506.9542 | [17 empty] | 700.4881 | -1036.6 | 0 | 175.2 | 0 | 0 | 0 | 0 | 0 | 8230 | 2664 | 8321 | 6582 | 19796.56 | 47213.9289 | 13331.3119 | 5335.4001
[14 empty] | 2044 | 186396.8688 |  | 73379.004 | [17 empty] | 700.4881 | -1036.6 | 0 | 175.2 | 0 | 0 | 0 | 0 | 0 | 8230 | 2664 | 8321 | 6582 | 19796.56 | 48602.5739 | 13653.977 | 5328.6659
[14 empty] | 2045 | 187973.4944 |  | 73250.4444 | [17 empty] | 700.4881 | -1036.6 | 0 | 175.2 | 0 | 0 | 0 | 0 | 0 | 8230 | 2664 | 8321 | 6582 | 19796.56 | 49991.2188 | 13977.2834 | 5321.8996
[14 empty] | 2046 | 189550.12 |  | 73121.2907 | [17 empty] | 700.4881 | -1036.6 | 0 | 175.2 | 0 | 0 | 0 | 0 | 0 | 8230 | 2664 | 8321 | 6582 | 19796.56 | 51379.8638 | 14301.2154 | 5315.102
[14 empty] | 2047 | 191126.7456 |  | 72991.5574 | [17 empty] | 700.4881 | -1036.6 | 0 | 175.2 | 0 | 0 | 0 | 0 | 0 | 8230 | 2664 | 8321 | 6582 | 19796.56 | 52768.5088 | 14625.7573 | 5308.274
[14 empty] | 2048 | 192703.3712 |  | 72861.2589 | [17 empty] | 700.4881 | -1036.6 | 0 | 175.2 | 0 | 0 | 0 | 0 | 0 | 8230 | 2664 | 8321 | 6582 | 19796.56 | 54157.1537 | 14950.8943 | 5301.4162
[14 empty] | 2049 | 194279.9968 |  | 72730.4088 | [17 empty] | 700.4881 | -1036.6 | 0 | 175.2 | 0 | 0 | 0 | 0 | 0 | 8230 | 2664 | 8321 | 6582 | 19796.56 | 55545.7987 | 15276.6119 | 5294.5293
[14 empty] | 2050 | 195856.6225 |  | 72599.0204 | [17 empty] | 700.4881 | -1036.6 | 0 | 175.2 | 0 | 0 | 0 | 0 | 0 | 8230 | 2664 | 8321 | 6582 | 19796.56 | 56934.4437 | 15602.8961 | 5287.6141
[13 empty] | Purchased Natural Gas | Purchased Steam | Business As Usual (MMBTU) |  | BAU Less Portfolio |  | 0 | 0 | 0 | 0 | 0 | 0 | 0 | 0 | 0 | 0 | 0 | 0 | 0 | 0 | 0 | 0 | Rooftop Solar PV | Geo Exchange | Solar DHW | On-site Wind | Coal to Natural Gas Conversion @ Steam Plant | Steam Line Improvements | Waste Reduction | Reduced Automobile Reliance Strategies | Reduced Air Travel | Green IT | Long-term Energy Conservation Measures | Mid-term Energy Conservation Measures | Short-term Energy Conservation Measures | Central Chiller Expansion | Space Planning & Management | Building Design & Construction Standards | Behavior Change
2005
[14 empty] | 2006 |  |  | Need to fix this formula once all portolio wedges are in
2007
2008
2009
[14 empty] | 2010 | 685461.0151 |  | 678074.3479 | [17 empty] | 0 | 0 | 0 | 0 | 0 | 0 | 0 | 0 | 0 | 0 | 0 | 0 | 0 | 0 | 7386.6672 | 0 | 0
[14 empty] | 2011 | 693847.6143 |  | 662488.4232 | [17 empty] | 0 | 0 | 0 | 0 | 0 | 0 | 0 | 0 | 0 | 0 | 0 | 0 | 13233.085 | 0 | 14773.3345 | 3352.7716 | 0
[14 empty] | 2012 | 713508.4454 |  | 619647.8641 | [17 empty] | 0 | 0 | 390.6823 | 0 | 0 | 28540.3378 | 0 | 0 | 0 | 0 | 0 | 0 | 26466.17 | 0 | 22160.0017 | 16303.3895 | 0
[14 empty] | 2013 | 724969.8351 |  | 595547.3696 | [17 empty] | 0 | 9732.5 | 390.6823 | 0 | 0 | 28998.7934 | 0 | 0 | 0 | 0 | 0 | 0 | 39699.255 | 0 | 29546.669 | 21054.5659 | 0
[14 empty] | 2014 | 733356.4343 |  | 581302.3667 | [17 empty] | 0 | 9732.5 | 390.6823 | 0 | 0 | 29334.2574 | 0 | 0 | 0 | 0 | 0 | 0 | 52932.34 | 0 | 36933.3362 | 22730.9517 | 0
[14 empty] | 2015 | 749942.4749 |  | 556996.8862 | [17 empty] | 0 | 19465 | 390.6823 | 0 | 0 | 29997.699 | 0 | 0 | 0 | 0 | 0 | 0 | 66165.425 | 0 | 44320.0034 | 32606.779 | 0
[14 empty] | 2016 | 758329.074 |  | 548468.3464 | [17 empty] | 0 | 19465 | 390.6823 | 0 | 0 | 30333.163 | 0 | 0 | 0 | 0 | 0 | 7516.6219 | 66165.425 | 0 | 51706.6707 | 34283.1648 | 0
[14 empty] | 2017 | 766715.6731 |  | 539939.8066 | [17 empty] | 0 | 19465 | 390.6823 | 0 | 0 | 30668.6269 | 0 | 0 | 0 | 0 | 0 | 15033.2437 | 66165.425 | 0 | 59093.3379 | 35959.5506 | 0
[14 empty] | 2018 | 775102.2723 |  | 531411.2669 | [17 empty] | 0 | 19465 | 390.6823 | 0 | 0 | 31004.0909 | 0 | 0 | 0 | 0 | 0 | 22549.8656 | 66165.425 | 0 | 66480.0052 | 37635.9364 | 0
[14 empty] | 2019 | 783488.8714 |  | 522882.7271 | [17 empty] | 0 | 19465 | 390.6823 | 0 | 0 | 31339.5549 | 0 | 0 | 0 | 0 | 0 | 30066.4875 | 66165.425 | 0 | 73866.6724 | 39312.3222 | 0
[14 empty] | 2020 | 791875.4705 |  | 514354.1873 | [17 empty] | 0 | 19465 | 390.6823 | 0 | 0 | 31675.0188 | 0 | 0 | 0 | 0 | 0 | 37583.1094 | 66165.425 | 0 | 81253.3396 | 40988.708 | 0
[14 empty] | 2021 | 800262.0697 |  | 505825.6476 | [17 empty] | 0 | 19465 | 390.6823 | 0 | 0 | 32010.4828 | 0 | 0 | 0 | 0 | 0 | 45099.7312 | 66165.425 | 0 | 88640.0069 | 42665.0939 | 0
[14 empty] | 2022 | 808648.6688 |  | 497297.1078 | [17 empty] | 0 | 19465 | 390.6823 | 0 | 0 | 32345.9468 | 0 | 0 | 0 | 0 | 0 | 52616.3531 | 66165.425 | 0 | 96026.6741 | 44341.4797 | 0
[14 empty] | 2023 | 817035.2679 |  | 488768.568 | [17 empty] | 0 | 19465 | 390.6823 | 0 | 0 | 32681.4107 | 0 | 0 | 0 | 0 | 0 | 60132.975 | 66165.425 | 0 | 103413.3414 | 46017.8655 | 0
[14 empty] | 2024 | 825421.8671 |  | 482028.1727 | [17 empty] | 0 | 19465 | 390.6823 | 0 | 0 | 33016.8747 | 0 | 0 | 0 | 0 | 5728.4775 | 60132.975 | 66165.425 | 0 | 110800.0086 | 47694.2513 | 0
[14 empty] | 2025 | 833808.4662 |  | 475287.7773 | [17 empty] | 0 | 19465 | 390.6823 | 0 | 0 | 33352.3386 | 0 | 0 | 0 | 0 | 11456.955 | 60132.975 | 66165.425 | 0 | 118186.6758 | 49370.6371 | 0
[14 empty] | 2026 | 842195.0653 |  | 468547.3819 | [17 empty] | 0 | 19465 | 390.6823 | 0 | 0 | 33687.8026 | 0 | 0 | 0 | 0 | 17185.4325 | 60132.975 | 66165.425 | 0 | 125573.3431 | 51047.0229 | 0
[14 empty] | 2027 | 850581.6644 |  | 461806.9865 | [17 empty] | 0 | 19465 | 390.6823 | 0 | 0 | 34023.2666 | 0 | 0 | 0 | 0 | 22913.91 | 60132.975 | 66165.425 | 0 | 132960.0103 | 52723.4087 | 0
[14 empty] | 2028 | 858968.2636 |  | 455066.5911 | [17 empty] | 0 | 19465 | 390.6823 | 0 | 0 | 34358.7305 | 0 | 0 | 0 | 0 | 28642.3875 | 60132.975 | 66165.425 | 0 | 140346.6776 | 54399.7946 | 0
[14 empty] | 2029 | 867354.8627 |  | 448326.1957 | [17 empty] | 0 | 19465 | 390.6823 | 0 | 0 | 34694.1945 | 0 | 0 | 0 | 0 | 34370.865 | 60132.975 | 66165.425 | 0 | 147733.3448 | 56076.1804 | 0
[14 empty] | 2030 | 875741.4618 |  | 441585.8003 | [17 empty] | 0 | 19465 | 390.6823 | 0 | 0 | 35029.6585 | 0 | 0 | 0 | 0 | 40099.3425 | 60132.975 | 66165.425 | 0 | 155120.012 | 57752.5662 | 0
[14 empty] | 2031 | 884128.061 |  | 434845.4049 | [17 empty] | 0 | 19465 | 390.6823 | 0 | 0 | 35365.1224 | 0 | 0 | 0 | 0 | 45827.82 | 60132.975 | 66165.425 | 0 | 162506.6793 | 59428.952 | 0
[14 empty] | 2032 | 892514.6601 |  | 428105.0095 | [17 empty] | 0 | 19465 | 390.6823 | 0 | 0 | 35700.5864 | 0 | 0 | 0 | 0 | 51556.2975 | 60132.975 | 66165.425 | 0 | 169893.3465 | 61105.3378 | 0
[14 empty] | 2033 | 900901.2592 |  | 421364.6142 | [17 empty] | 0 | 19465 | 390.6823 | 0 | 0 | 36036.0504 | 0 | 0 | 0 | 0 | 57284.775 | 60132.975 | 66165.425 | 0 | 177280.0138 | 62781.7236 | 0
[14 empty] | 2034 | 909287.8584 |  | 420352.6963 | [17 empty] | 0 | 19465 | 390.6823 | 0 | 0 | 36371.5143 | 0 | 0 | 0 | 0 | 57284.775 | 60132.975 | 66165.425 | 0 | 184666.681 | 64458.1094 | 0
[14 empty] | 2035 | 917674.4575 |  | 419340.7784 | [17 empty] | 0 | 19465 | 390.6823 | 0 | 0 | 36706.9783 | 0 | 0 | 0 | 0 | 57284.775 | 60132.975 | 66165.425 | 0 | 192053.3482 | 66134.4952 | 0
[14 empty] | 2036 | 926061.0566 |  | 418328.8605 | [17 empty] | 0 | 19465 | 390.6823 | 0 | 0 | 37042.4423 | 0 | 0 | 0 | 0 | 57284.775 | 60132.975 | 66165.425 | 0 | 199440.0155 | 67810.8811 | 0
[14 empty] | 2037 | 934447.6557 |  | 417316.9426 | [17 empty] | 0 | 19465 | 390.6823 | 0 | 0 | 37377.9062 | 0 | 0 | 0 | 0 | 57284.775 | 60132.975 | 66165.425 | 0 | 206826.6827 | 69487.2669 | 0
[14 empty] | 2038 | 942834.2549 |  | 416305.0247 | [17 empty] | 0 | 19465 | 390.6823 | 0 | 0 | 37713.3702 | 0 | 0 | 0 | 0 | 57284.775 | 60132.975 | 66165.425 | 0 | 214213.35 | 71163.6527 | 0
[14 empty] | 2039 | 951220.854 |  | 415293.1068 | [17 empty] | 0 | 19465 | 390.6823 | 0 | 0 | 38048.8342 | 0 | 0 | 0 | 0 | 57284.775 | 60132.975 | 66165.425 | 0 | 221600.0172 | 72840.0385 | 0
[14 empty] | 2040 | 959607.4531 |  | 414281.1889 | [17 empty] | 0 | 19465 | 390.6823 | 0 | 0 | 38384.2981 | 0 | 0 | 0 | 0 | 57284.775 | 60132.975 | 66165.425 | 0 | 228986.6844 | 74516.4243 | 0
[14 empty] | 2041 | 967994.0523 |  | 413269.2711 | [17 empty] | 0 | 19465 | 390.6823 | 0 | 0 | 38719.7621 | 0 | 0 | 0 | 0 | 57284.775 | 60132.975 | 66165.425 | 0 | 236373.3517 | 76192.8101 | 0
[14 empty] | 2042 | 976380.6514 |  | 412257.3532 | [17 empty] | 0 | 19465 | 390.6823 | 0 | 0 | 39055.2261 | 0 | 0 | 0 | 0 | 57284.775 | 60132.975 | 66165.425 | 0 | 243760.0189 | 77869.1959 | 0
[14 empty] | 2043 | 984767.2505 |  | 411245.4353 | [17 empty] | 0 | 19465 | 390.6823 | 0 | 0 | 39390.69 | 0 | 0 | 0 | 0 | 57284.775 | 60132.975 | 66165.425 | 0 | 251146.6862 | 79545.5817 | 0
[14 empty] | 2044 | 993153.8496 |  | 410233.5174 | [17 empty] | 0 | 19465 | 390.6823 | 0 | 0 | 39726.154 | 0 | 0 | 0 | 0 | 57284.775 | 60132.975 | 66165.425 | 0 | 258533.3534 | 81221.9676 | 0
[14 empty] | 2045 | 1001540.4488 |  | 409221.5995 | [17 empty] | 0 | 19465 | 390.6823 | 0 | 0 | 40061.618 | 0 | 0 | 0 | 0 | 57284.775 | 60132.975 | 66165.425 | 0 | 265920.0206 | 82898.3534 | 0
[14 empty] | 2046 | 1009927.0479 |  | 408209.6816 | [17 empty] | 0 | 19465 | 390.6823 | 0 | 0 | 40397.0819 | 0 | 0 | 0 | 0 | 57284.775 | 60132.975 | 66165.425 | 0 | 273306.6879 | 84574.7392 | 0
[14 empty] | 2047 | 1018313.647 |  | 407197.7637 | [17 empty] | 0 | 19465 | 390.6823 | 0 | 0 | 40732.5459 | 0 | 0 | 0 | 0 | 57284.775 | 60132.975 | 66165.425 | 0 | 280693.3551 | 86251.125 | 0
[14 empty] | 2048 | 1026700.2462 |  | 406185.8458 | [17 empty] | 0 | 19465 | 390.6823 | 0 | 0 | 41068.0098 | 0 | 0 | 0 | 0 | 57284.775 | 60132.975 | 66165.425 | 0 | 288080.0224 | 87927.5108 | 0
[14 empty] | 2049 | 1035086.8453 |  | 405173.9279 | [17 empty] | 0 | 19465 | 390.6823 | 0 | 0 | 41403.4738 | 0 | 0 | 0 | 0 | 57284.775 | 60132.975 | 66165.425 | 0 | 295466.6896 | 89603.8966 | 0
[14 empty] | 2050 | 1043473.4444 |  | 404162.0101 | [17 empty] | 0 | 19465 | 390.6823 | 0 | 0 | 41738.9378 | 0 | 0 | 0 | 0 | 57284.775 | 60132.975 | 66165.425 | 0 | 302853.3568 | 91280.2824 | 0
[14 empty] | Purchased Cooling | Business As Usual (MMBTU) |  | BAU Less Portfolio |  | 0 | 0 | 0 | 0 | 0 | 0 | 0 | 0 | 0 | 0 | 0 | 0 | 0 | 0 | 0 | 0 | Rooftop Solar PV | Geo Exchange | Solar DHW | On-site Wind | Coal to Natural Gas Conversion @ Steam Plant | Steam Line Improvements | Waste Reduction | Reduced Automobile Reliance Strategies | Reduced Air Travel | Green IT | Long-term Energy Conservation Measures | Mid-term Energy Conservation Measures | Short-term Energy Conservation Measures | Central Chiller Expansion | Space Planning & Management | Building Design & Construction Standards | Behavior Change
2005
[14 empty] | 2006 |  |  | Need to fix this formula once all portolio wedges are in
2007
2008
2009
[14 empty] | 2010 | 179442.3946 |  | 172055.7273 | [17 empty] | 0 | 0 | 0 | 0 | 0 | 0 | 0 | 0 | 0 | 0 | 0 | 0 | 0 | 0 | 7386.6672 | 0 | 0
[14 empty] | 2011 | 182506.9291 |  | 151147.738 | [17 empty] | 0 | 0 | 0 | 0 | 0 | 0 | 0 | 0 | 0 | 0 | 0 | 0 | 13233.085 | 0 | 14773.3345 | 3352.7716 | 0
[14 empty] | 2012 | 188515.5603 |  | 94654.9789 | [17 empty] | 0 | 0 | 390.6823 | 0 | 0 | 28540.3378 | 0 | 0 | 0 | 0 | 0 | 0 | 26466.17 | 0 | 22160.0017 | 16303.3895 | 0
[14 empty] | 2013 | 192383.0303 |  | 62960.5647 | [17 empty] | 0 | 9732.5 | 390.6823 | 0 | 0 | 28998.7934 | 0 | 0 | 0 | 0 | 0 | 0 | 39699.255 | 0 | 29546.669 | 21054.5659 | 0
[14 empty] | 2014 | 195447.5648 |  | 43393.4973 | [17 empty] | 0 | 9732.5 | 390.6823 | 0 | 0 | 29334.2574 | 0 | 0 | 0 | 0 | 0 | 0 | 52932.34 | 0 | 36933.3362 | 22730.9517 | 0
[14 empty] | 2015 | 200653.2605 |  | 7707.6718 | [17 empty] | 0 | 19465 | 390.6823 | 0 | 0 | 29997.699 | 0 | 0 | 0 | 0 | 0 | 0 | 66165.425 | 0 | 44320.0034 | 32606.779 | 0
[14 empty] | 2016 | 203717.7951 |  | -6142.9325 | [17 empty] | 0 | 19465 | 390.6823 | 0 | 0 | 30333.163 | 0 | 0 | 0 | 0 | 0 | 7516.6219 | 66165.425 | 0 | 51706.6707 | 34283.1648 | 0
[14 empty] | 2017 | 206782.3297 |  | -19993.5368 | [17 empty] | 0 | 19465 | 390.6823 | 0 | 0 | 30668.6269 | 0 | 0 | 0 | 0 | 0 | 15033.2437 | 66165.425 | 0 | 59093.3379 | 35959.5506 | 0
[14 empty] | 2018 | 209846.8642 |  | -33844.1412 | [17 empty] | 0 | 19465 | 390.6823 | 0 | 0 | 31004.0909 | 0 | 0 | 0 | 0 | 0 | 22549.8656 | 66165.425 | 0 | 66480.0052 | 37635.9364 | 0
[14 empty] | 2019 | 212911.3988 |  | -47694.7455 | [17 empty] | 0 | 19465 | 390.6823 | 0 | 0 | 31339.5549 | 0 | 0 | 0 | 0 | 0 | 30066.4875 | 66165.425 | 0 | 73866.6724 | 39312.3222 | 0
[14 empty] | 2020 | 215975.9334 |  | -61545.3498 | [17 empty] | 0 | 19465 | 390.6823 | 0 | 0 | 31675.0188 | 0 | 0 | 0 | 0 | 0 | 37583.1094 | 66165.425 | 0 | 81253.3396 | 40988.708 | 0
[14 empty] | 2021 | 219040.4679 |  | -75395.9542 | [17 empty] | 0 | 19465 | 390.6823 | 0 | 0 | 32010.4828 | 0 | 0 | 0 | 0 | 0 | 45099.7312 | 66165.425 | 0 | 88640.0069 | 42665.0939 | 0
[14 empty] | 2022 | 222105.0025 |  | -89246.5585 | [17 empty] | 0 | 19465 | 390.6823 | 0 | 0 | 32345.9468 | 0 | 0 | 0 | 0 | 0 | 52616.3531 | 66165.425 | 0 | 96026.6741 | 44341.4797 | 0
[14 empty] | 2023 | 225169.537 |  | -103097.1628 | [17 empty] | 0 | 19465 | 390.6823 | 0 | 0 | 32681.4107 | 0 | 0 | 0 | 0 | 0 | 60132.975 | 66165.425 | 0 | 103413.3414 | 46017.8655 | 0
[14 empty] | 2024 | 228234.0716 |  | -115159.6228 | [17 empty] | 0 | 19465 | 390.6823 | 0 | 0 | 33016.8747 | 0 | 0 | 0 | 0 | 5728.4775 | 60132.975 | 66165.425 | 0 | 110800.0086 | 47694.2513 | 0
[14 empty] | 2025 | 231298.6062 |  | -127222.0827 | [17 empty] | 0 | 19465 | 390.6823 | 0 | 0 | 33352.3386 | 0 | 0 | 0 | 0 | 11456.955 | 60132.975 | 66165.425 | 0 | 118186.6758 | 49370.6371 | 0
[14 empty] | 2026 | 234363.1407 |  | -139284.5427 | [17 empty] | 0 | 19465 | 390.6823 | 0 | 0 | 33687.8026 | 0 | 0 | 0 | 0 | 17185.4325 | 60132.975 | 66165.425 | 0 | 125573.3431 | 51047.0229 | 0
[14 empty] | 2027 | 237427.6753 |  | -151347.0027 | [17 empty] | 0 | 19465 | 390.6823 | 0 | 0 | 34023.2666 | 0 | 0 | 0 | 0 | 22913.91 | 60132.975 | 66165.425 | 0 | 132960.0103 | 52723.4087 | 0
[14 empty] | 2028 | 240492.2099 |  | -163409.4626 | [17 empty] | 0 | 19465 | 390.6823 | 0 | 0 | 34358.7305 | 0 | 0 | 0 | 0 | 28642.3875 | 60132.975 | 66165.425 | 0 | 140346.6776 | 54399.7946 | 0
[14 empty] | 2029 | 243556.7444 |  | -175471.9226 | [17 empty] | 0 | 19465 | 390.6823 | 0 | 0 | 34694.1945 | 0 | 0 | 0 | 0 | 34370.865 | 60132.975 | 66165.425 | 0 | 147733.3448 | 56076.1804 | 0
[14 empty] | 2030 | 246621.279 |  | -187534.3825 | [17 empty] | 0 | 19465 | 390.6823 | 0 | 0 | 35029.6585 | 0 | 0 | 0 | 0 | 40099.3425 | 60132.975 | 66165.425 | 0 | 155120.012 | 57752.5662 | 0
[14 empty] | 2031 | 249685.8135 |  | -199596.8425 | [17 empty] | 0 | 19465 | 390.6823 | 0 | 0 | 35365.1224 | 0 | 0 | 0 | 0 | 45827.82 | 60132.975 | 66165.425 | 0 | 162506.6793 | 59428.952 | 0
[14 empty] | 2032 | 252750.3481 |  | -211659.3024 | [17 empty] | 0 | 19465 | 390.6823 | 0 | 0 | 35700.5864 | 0 | 0 | 0 | 0 | 51556.2975 | 60132.975 | 66165.425 | 0 | 169893.3465 | 61105.3378 | 0
[14 empty] | 2033 | 255814.8827 |  | -223721.7624 | [17 empty] | 0 | 19465 | 390.6823 | 0 | 0 | 36036.0504 | 0 | 0 | 0 | 0 | 57284.775 | 60132.975 | 66165.425 | 0 | 177280.0138 | 62781.7236 | 0
[14 empty] | 2034 | 258879.4172 |  | -230055.7448 | [17 empty] | 0 | 19465 | 390.6823 | 0 | 0 | 36371.5143 | 0 | 0 | 0 | 0 | 57284.775 | 60132.975 | 66165.425 | 0 | 184666.681 | 64458.1094 | 0
[14 empty] | 2035 | 261943.9518 |  | -236389.7273 | [17 empty] | 0 | 19465 | 390.6823 | 0 | 0 | 36706.9783 | 0 | 0 | 0 | 0 | 57284.775 | 60132.975 | 66165.425 | 0 | 192053.3482 | 66134.4952 | 0
[14 empty] | 2036 | 265008.4864 |  | -242723.7098 | [17 empty] | 0 | 19465 | 390.6823 | 0 | 0 | 37042.4423 | 0 | 0 | 0 | 0 | 57284.775 | 60132.975 | 66165.425 | 0 | 199440.0155 | 67810.8811 | 0
[14 empty] | 2037 | 268073.0209 |  | -249057.6922 | [17 empty] | 0 | 19465 | 390.6823 | 0 | 0 | 37377.9062 | 0 | 0 | 0 | 0 | 57284.775 | 60132.975 | 66165.425 | 0 | 206826.6827 | 69487.2669 | 0
[14 empty] | 2038 | 271137.5555 |  | -255391.6747 | [17 empty] | 0 | 19465 | 390.6823 | 0 | 0 | 37713.3702 | 0 | 0 | 0 | 0 | 57284.775 | 60132.975 | 66165.425 | 0 | 214213.35 | 71163.6527 | 0
[14 empty] | 2039 | 274202.0901 |  | -261725.6571 | [17 empty] | 0 | 19465 | 390.6823 | 0 | 0 | 38048.8342 | 0 | 0 | 0 | 0 | 57284.775 | 60132.975 | 66165.425 | 0 | 221600.0172 | 72840.0385 | 0
[14 empty] | 2040 | 277266.6246 |  | -268059.6396 | [17 empty] | 0 | 19465 | 390.6823 | 0 | 0 | 38384.2981 | 0 | 0 | 0 | 0 | 57284.775 | 60132.975 | 66165.425 | 0 | 228986.6844 | 74516.4243 | 0
[14 empty] | 2041 | 280331.1592 |  | -274393.622 | [17 empty] | 0 | 19465 | 390.6823 | 0 | 0 | 38719.7621 | 0 | 0 | 0 | 0 | 57284.775 | 60132.975 | 66165.425 | 0 | 236373.3517 | 76192.8101 | 0
[14 empty] | 2042 | 283395.6937 |  | -280727.6045 | [17 empty] | 0 | 19465 | 390.6823 | 0 | 0 | 39055.2261 | 0 | 0 | 0 | 0 | 57284.775 | 60132.975 | 66165.425 | 0 | 243760.0189 | 77869.1959 | 0
[14 empty] | 2043 | 286460.2283 |  | -287061.5869 | [17 empty] | 0 | 19465 | 390.6823 | 0 | 0 | 39390.69 | 0 | 0 | 0 | 0 | 57284.775 | 60132.975 | 66165.425 | 0 | 251146.6862 | 79545.5817 | 0
[14 empty] | 2044 | 289524.7629 |  | -293395.5694 | [17 empty] | 0 | 19465 | 390.6823 | 0 | 0 | 39726.154 | 0 | 0 | 0 | 0 | 57284.775 | 60132.975 | 66165.425 | 0 | 258533.3534 | 81221.9676 | 0
[14 empty] | 2045 | 292589.2974 |  | -299729.5519 | [17 empty] | 0 | 19465 | 390.6823 | 0 | 0 | 40061.618 | 0 | 0 | 0 | 0 | 57284.775 | 60132.975 | 66165.425 | 0 | 265920.0206 | 82898.3534 | 0
[14 empty] | 2046 | 295653.832 |  | -306063.5343 | [17 empty] | 0 | 19465 | 390.6823 | 0 | 0 | 40397.0819 | 0 | 0 | 0 | 0 | 57284.775 | 60132.975 | 66165.425 | 0 | 273306.6879 | 84574.7392 | 0
[14 empty] | 2047 | 298718.3666 |  | -312397.5168 | [17 empty] | 0 | 19465 | 390.6823 | 0 | 0 | 40732.5459 | 0 | 0 | 0 | 0 | 57284.775 | 60132.975 | 66165.425 | 0 | 280693.3551 | 86251.125 | 0
[14 empty] | 2048 | 301782.9011 |  | -318731.4992 | [17 empty] | 0 | 19465 | 390.6823 | 0 | 0 | 41068.0098 | 0 | 0 | 0 | 0 | 57284.775 | 60132.975 | 66165.425 | 0 | 288080.0224 | 87927.5108 | 0
[14 empty] | 2049 | 304847.4357 |  | -325065.4817 | [17 empty] | 0 | 19465 | 390.6823 | 0 | 0 | 41403.4738 | 0 | 0 | 0 | 0 | 57284.775 | 60132.975 | 66165.425 | 0 | 295466.6896 | 89603.8966 | 0
[14 empty] | 2050 | 307911.9702 |  | -331399.4641 | [17 empty] | 0 | 19465 | 390.6823 | 0 | 0 | 41738.9378 | 0 | 0 | 0 | 0 | 57284.775 | 60132.975 | 66165.425 | 0 | 302853.3568 | 91280.2824 | 0
[14 empty] | Scope1 | Business As Usual | BAU Less Portfolio (NG Scope 1) | BAU Less Portfolio (Other Scope 1) |  | 0 | 0 | 0 | 0 | 0 | 0 | 0 | 0 | 0 | 0 | 0 | 0 | 0 | 0 | 0 | 0 | Rooftop Solar PV | Geo Exchange | Solar DHW | On-site Wind | Coal to Natural Gas Conversion @ Steam Plant | Steam Line Improvements | Waste Reduction | Reduced Automobile Reliance Strategies | Reduced Air Travel | Green IT | Long-term Energy Conservation Measures | Mid-term Energy Conservation Measures | Short-term Energy Conservation Measures | Central Chiller Expansion | Space Planning & Management | Building Design & Construction Standards | Behavior Change
2005
[14 empty] | 2006 |  |  | Need to fix this formula once all portolio wedges are in
2007
2008
[12 empty] | Natural Gas Cons. (Mmbtu) |  | 2009
[12 empty] | 0 |  | 2010 | 19403.9672 | 0 | 19403.9672 | [17 empty] | 0 | 0 | 0 | 0 | 0 | 0 | 0 | 0 | 0 | 0 | 0 | 0 | 0 | 0 | 0 | 0 | 0
[12 empty] | 0 |  | 2011 | 19635.5599 | 0 | 19635.5599 | [17 empty] | 0 | 0 | 0 | 0 | 0 | 0 | 0 | 0 | 0 | 0 | 0 | 0 | 0 | 0 | 0 | 0 | 0
[12 empty] | 0 |  | 2012 | 20175.6061 | 0 | 20175.6061 | [17 empty] | 0 | 0 | 0 | 0 | 0 | 0 | 0 | 0 | 0 | 0 | 0 | 0 | 0 | 0 | 0 | 0 | 0
[12 empty] | 0 |  | 2013 | 20490.7935 | 0 | 20490.7935 | [17 empty] | 0 | 0 | 0 | 0 | 0 | 0 | 0 | 0 | 0 | 0 | 0 | 0 | 0 | 0 | 0 | 0 | 0
[12 empty] | 0 |  | 2014 | 20721.6007 | 0 | 20721.6007 | [17 empty] | 0 | 0 | 0 | 0 | 0 | 0 | 0 | 0 | 0 | 0 | 0 | 0 | 0 | 0 | 0 | 0 | 0
[12 empty] | 0 |  | 2015 | 21176.9469 | 0 | 21176.9469 | [17 empty] | 0 | 0 | 0 | 0 | 0 | 0 | 0 | 0 | 0 | 0 | 0 | 0 | 0 | 0 | 0 | 0 | 0
[12 empty] | 0 |  | 2016 | 21407.5787 | 0 | 21407.5787 | [17 empty] | 0 | 0 | 0 | 0 | 0 | 0 | 0 | 0 | 0 | 0 | 0 | 0 | 0 | 0 | 0 | 0 | 0
[12 empty] | 0 |  | 2017 | 21638.1505 | 0 | 21638.1505 | [17 empty] | 0 | 0 | 0 | 0 | 0 | 0 | 0 | 0 | 0 | 0 | 0 | 0 | 0 | 0 | 0 | 0 | 0
[12 empty] | 0 |  | 2018 | 21868.6734 | 0 | 21868.6734 | [17 empty] | 0 | 0 | 0 | 0 | 0 | 0 | 0 | 0 | 0 | 0 | 0 | 0 | 0 | 0 | 0 | 0 | 0
[12 empty] | 0 |  | 2019 | 22099.1553 | 0 | 22099.1553 | [17 empty] | 0 | 0 | 0 | 0 | 0 | 0 | 0 | 0 | 0 | 0 | 0 | 0 | 0 | 0 | 0 | 0 | 0
[12 empty] | 0 |  | 2020 | 22329.6022 | 0 | 22329.6022 | [17 empty] | 0 | 0 | 0 | 0 | 0 | 0 | 0 | 0 | 0 | 0 | 0 | 0 | 0 | 0 | 0 | 0 | 0
[12 empty] | 0 |  | 2021 | 22560.0188 | 0 | 22560.0188 | [17 empty] | 0 | 0 | 0 | 0 | 0 | 0 | 0 | 0 | 0 | 0 | 0 | 0 | 0 | 0 | 0 | 0 | 0
[12 empty] | 0 |  | 2022 | 22790.4088 | 0 | 22790.4088 | [17 empty] | 0 | 0 | 0 | 0 | 0 | 0 | 0 | 0 | 0 | 0 | 0 | 0 | 0 | 0 | 0 | 0 | 0
[12 empty] | 0 |  | 2023 | 23020.7753 | 0 | 23020.7753 | [17 empty] | 0 | 0 | 0 | 0 | 0 | 0 | 0 | 0 | 0 | 0 | 0 | 0 | 0 | 0 | 0 | 0 | 0
[12 empty] | 0 |  | 2024 | 23251.1207 | 0 | 23251.1207 | [17 empty] | 0 | 0 | 0 | 0 | 0 | 0 | 0 | 0 | 0 | 0 | 0 | 0 | 0 | 0 | 0 | 0 | 0
[12 empty] | 0 |  | 2025 | 23481.4471 | 0 | 23481.4471 | [17 empty] | 0 | 0 | 0 | 0 | 0 | 0 | 0 | 0 | 0 | 0 | 0 | 0 | 0 | 0 | 0 | 0 | 0
[12 empty] | 0 |  | 2026 | 23711.7563 | 0 | 23711.7563 | [17 empty] | 0 | 0 | 0 | 0 | 0 | 0 | 0 | 0 | 0 | 0 | 0 | 0 | 0 | 0 | 0 | 0 | 0
[12 empty] | 0 |  | 2027 | 23942.0497 | 0 | 23942.0497 | [17 empty] | 0 | 0 | 0 | 0 | 0 | 0 | 0 | 0 | 0 | 0 | 0 | 0 | 0 | 0 | 0 | 0 | 0
[12 empty] | 0 |  | 2028 | 24172.3287 | 0 | 24172.3287 | [17 empty] | 0 | 0 | 0 | 0 | 0 | 0 | 0 | 0 | 0 | 0 | 0 | 0 | 0 | 0 | 0 | 0 | 0
[12 empty] | 0 |  | 2029 | 24402.5943 | 0 | 24402.5943 | [17 empty] | 0 | 0 | 0 | 0 | 0 | 0 | 0 | 0 | 0 | 0 | 0 | 0 | 0 | 0 | 0 | 0 | 0
[12 empty] | 0 |  | 2030 | 24632.8476 | 0 | 24632.8476 | [17 empty] | 0 | 0 | 0 | 0 | 0 | 0 | 0 | 0 | 0 | 0 | 0 | 0 | 0 | 0 | 0 | 0 | 0
[12 empty] | 0 |  | 2031 | 24863.0895 | 0 | 24863.0895 | [17 empty] | 0 | 0 | 0 | 0 | 0 | 0 | 0 | 0 | 0 | 0 | 0 | 0 | 0 | 0 | 0 | 0 | 0
[12 empty] | 0 |  | 2032 | 25093.3206 | 0 | 25093.3206 | [17 empty] | 0 | 0 | 0 | 0 | 0 | 0 | 0 | 0 | 0 | 0 | 0 | 0 | 0 | 0 | 0 | 0 | 0
[12 empty] | 0 |  | 2033 | 25323.5418 | 0 | 25323.5418 | [17 empty] | 0 | 0 | 0 | 0 | 0 | 0 | 0 | 0 | 0 | 0 | 0 | 0 | 0 | 0 | 0 | 0 | 0
[12 empty] | 0 |  | 2034 | 25553.7536 | 0 | 25553.7536 | [17 empty] | 0 | 0 | 0 | 0 | 0 | 0 | 0 | 0 | 0 | 0 | 0 | 0 | 0 | 0 | 0 | 0 | 0
[12 empty] | 0 |  | 2035 | 25783.9565 | 0 | 25783.9565 | [17 empty] | 0 | 0 | 0 | 0 | 0 | 0 | 0 | 0 | 0 | 0 | 0 | 0 | 0 | 0 | 0 | 0 | 0
[12 empty] | 0 |  | 2036 | 26014.1512 | 0 | 26014.1512 | [17 empty] | 0 | 0 | 0 | 0 | 0 | 0 | 0 | 0 | 0 | 0 | 0 | 0 | 0 | 0 | 0 | 0 | 0
[12 empty] | 0 |  | 2037 | 26244.338 | 0 | 26244.338 | [17 empty] | 0 | 0 | 0 | 0 | 0 | 0 | 0 | 0 | 0 | 0 | 0 | 0 | 0 | 0 | 0 | 0 | 0
[12 empty] | 0 |  | 2038 | 26474.5173 | 0 | 26474.5173 | [17 empty] | 0 | 0 | 0 | 0 | 0 | 0 | 0 | 0 | 0 | 0 | 0 | 0 | 0 | 0 | 0 | 0 | 0
[12 empty] | 0 |  | 2039 | 26704.6896 | 0 | 26704.6896 | [17 empty] | 0 | 0 | 0 | 0 | 0 | 0 | 0 | 0 | 0 | 0 | 0 | 0 | 0 | 0 | 0 | 0 | 0
[12 empty] | 0 |  | 2040 | 26934.8551 | 0 | 26934.8551 | [17 empty] | 0 | 0 | 0 | 0 | 0 | 0 | 0 | 0 | 0 | 0 | 0 | 0 | 0 | 0 | 0 | 0 | 0
[12 empty] | 0 |  | 2041 | 27165.0143 | 0 | 27165.0143 | [17 empty] | 0 | 0 | 0 | 0 | 0 | 0 | 0 | 0 | 0 | 0 | 0 | 0 | 0 | 0 | 0 | 0 | 0
[12 empty] | 0 |  | 2042 | 27395.1674 | 0 | 27395.1674 | [17 empty] | 0 | 0 | 0 | 0 | 0 | 0 | 0 | 0 | 0 | 0 | 0 | 0 | 0 | 0 | 0 | 0 | 0
[12 empty] | 0 |  | 2043 | 27625.3146 | 0 | 27625.3146 | [17 empty] | 0 | 0 | 0 | 0 | 0 | 0 | 0 | 0 | 0 | 0 | 0 | 0 | 0 | 0 | 0 | 0 | 0
[12 empty] | 0 |  | 2044 | 27855.4563 | 0 | 27855.4563 | [17 empty] | 0 | 0 | 0 | 0 | 0 | 0 | 0 | 0 | 0 | 0 | 0 | 0 | 0 | 0 | 0 | 0 | 0
[12 empty] | 0 |  | 2045 | 28085.5927 | 0 | 28085.5927 | [17 empty] | 0 | 0 | 0 | 0 | 0 | 0 | 0 | 0 | 0 | 0 | 0 | 0 | 0 | 0 | 0 | 0 | 0
[12 empty] | 0 |  | 2046 | 28315.724 | 0 | 28315.724 | [17 empty] | 0 | 0 | 0 | 0 | 0 | 0 | 0 | 0 | 0 | 0 | 0 | 0 | 0 | 0 | 0 | 0 | 0
[12 empty] | 0 |  | 2047 | 28545.8503 | 0 | 28545.8503 | [17 empty] | 0 | 0 | 0 | 0 | 0 | 0 | 0 | 0 | 0 | 0 | 0 | 0 | 0 | 0 | 0 | 0 | 0
[12 empty] | 0 |  | 2048 | 28775.972 | 0 | 28775.972 | [17 empty] | 0 | 0 | 0 | 0 | 0 | 0 | 0 | 0 | 0 | 0 | 0 | 0 | 0 | 0 | 0 | 0 | 0
[12 empty] | 0 |  | 2049 | 29006.0892 | 0 | 29006.0892 | [17 empty] | 0 | 0 | 0 | 0 | 0 | 0 | 0 | 0 | 0 | 0 | 0 | 0 | 0 | 0 | 0 | 0 | 0
[12 empty] | 0 |  | 2050 | 29236.2019 | 0 | 29236.2019 | [17 empty] | 0 | 0 | 0 | 0 | 0 | 0 | 0 | 0 | 0 | 0 | 0 | 0 | 0 | 0 | 0 | 0 | 0
[14 empty] | Scope2 | Business As Usual |  | BAU Less Portfolio |  | 0 | 0 | 0 | 0 | 0 | 0 | 0 | 0 | 0 | 0 | 0 | 0 | 0 | 0 | 0 | 0 | Rooftop Solar PV | Geo Exchange | Solar DHW | On-site Wind | Coal to Natural Gas Conversion @ Steam Plant | Steam Line Improvements | Waste Reduction | Reduced Automobile Reliance Strategies | Reduced Air Travel | Green IT | Long-term Energy Conservation Measures | Mid-term Energy Conservation Measures | Short-term Energy Conservation Measures | Central Chiller Expansion | Space Planning & Management | Building Design & Construction Standards | Behavior Change
2005
[14 empty] | 2006 |  |  | Need to fix this formula once all portolio wedges are in
2007
2008
2009
[14 empty] | 2010 | 185377.0943 |  | 183365.5657 | [17 empty] | 0 | 0 | 0 | 0 | 0 | 0 | 0 | 0 | 0 | 0 | 0 | 0 | 0 | 0 | 2011.5287 | 0 | 0 | 0
[14 empty] | 2011 | 187751.0664 |  | 180071.8224 | [17 empty] | 0 | 0 | 0 | 124.437 | 0 | 0 | 0 | 0 | 0 | 0 | 0 | 0 | 2742.027 | 0 | 4023.0574 | 789.7226 | 0 | 0
|  |  | Live | Remaining in 2050 | Base Portfolio | Base w/ CHP | Base w/ MCCo Reserve Fund | Base w/ CHP & MCCo Reserve Fund | Live too |  |  |  |  | 2012 | 193176.7617 |  | 170282.5691 | [17 empty] | 0 | 0 | 42.1064 | 124.437 | 0 | 3075.9772 | 0 | 0 | 0 | 1948.4709 | 0 | 0 | 5484.0541 | 2167.9819 | 6034.586 | 3573.5486 | 443.0304 | 0
| Live |  | 29000 | Scope 1 | 29236.2019 | 29236.2019 | 29236.2019 | 29236.2019 | 29236.2019 |  |  |  |  | 2013 | 196383.022 |  | 164507.5174 | [17 empty] | 0 | 680.8086 | 42.1064 | 124.437 | 0 | 3125.388 | 0 | 0 | 0 | 3896.9419 | 0 | 0 | 8226.0811 | 2218.6346 | 8046.1147 | 4637.7326 | 877.2597 | 0
| 29000 | Total Remaining Emissions in 2050: 194,000 MTCO2e | 98000 | Scope 2 | 97786.9556 | 53735.2661 | 89076.3672 | 45024.6777 | 97662.5187 |  |  |  |  | 2014 | 198756.9941 |  | 157518.1638 | [17 empty] | 0 | 680.8086 | 42.1064 | 124.437 | 0 | 3161.5431 | 0 | 0 | 0 | 5845.4128 | 0 | 0 | 10968.1082 | 4005.0411 | 10057.6434 | 5052.878 | 1300.8517 | 0
Total Remaining Emissions in 2050: 44,000 MTCO2e |  |  | 15000 | Scope 3 - Commuting | 15363.6915 | 15363.6915 | 15363.6915 | 15363.6915 | 15363.6915 |  |  |  |  | 2015 | 203350.4012 |  | 135408.0563 | [17 empty] | 497.5264 | 1361.6171 | 42.1064 | 124.437 | 18056.3657 | 3233.0465 | 0 | 0 | 0 | 5845.4128 | 0 | 0 | 13710.1352 | 4055.6937 | 12069.1721 | 7226.3576 | 1720.4743 | 0
| 15000 |  | 52000 | Scope 3 - Air Travel | 52442.6547 | 52442.6547 | 52442.6547 | 52442.6547 | 52442.6547 |  |  |  |  | 2016 | 205724.3733 |  | 132389.0458 | [17 empty] | 497.5264 | 1361.6171 | 42.1064 | 124.437 | 18258.2899 | 3269.2016 | 0 | 0 | 0 | 5845.4128 | 0 | 1651.6937 | 13710.1352 | 4712.5079 | 14080.7008 | 7651.4768 | 2130.222 | 0
|  |  | 194000 | Total | 194829.5038 | 150777.8142 | 186118.9153 | 142067.2258 | 194705.0668 |  |  |  |  | 2017 | 208098.3454 |  | 129983.1811 | [17 empty] | 497.5264 | 1361.6171 | 42.1064 | 124.437 | 18460.214 | 3305.3568 | 0 | 0 | 0 | 5845.4128 | 0 | 3303.3874 | 13710.1352 | 4763.1606 | 16092.2294 | 8077.7906 | 2531.7906 | 0
| 44000 | [12 empty] | 2018 | 210472.3175 |  | 127667.9301 | [17 empty] | 497.5264 | 1361.6171 | 42.1064 | 124.437 | 18662.1382 | 3341.5119 | 0 | 0 | 0 | 5845.4128 | 0 | 4955.0811 | 13710.1352 | 4813.8133 | 18103.7581 | 8505.2602 | 2841.5898 | 0
[14 empty] | 2019 | 212846.2896 |  | 125358.1315 | [17 empty] | 497.5264 | 1361.6171 | 42.1064 | 124.437 | 18864.0624 | 3377.667 | 0 | 0 | 0 | 5845.4128 | 0 | 6606.7748 | 13710.1352 | 4864.4659 | 20115.2868 | 8933.8486 | 3144.8177 | 0
[14 empty] | 2020 | 215220.2616 |  | 123053.8312 | [17 empty] | 497.5264 | 1361.6171 | 42.1064 | 124.437 | 19065.9865 | 3413.8221 | 0 | 0 | 0 | 5845.4128 | 0 | 8258.4684 | 13710.1352 | 4915.1186 | 22126.8155 | 9363.5202 | 3441.4642 | 0
[14 empty] | 2021 | 217594.2337 |  | 120755.073 | [17 empty] | 497.5264 | 1361.6171 | 42.1064 | 124.437 | 19267.9107 | 3449.9773 | 0 | 0 | 0 | 5845.4128 | 0 | 9910.1621 | 13710.1352 | 4965.7713 | 24138.3442 | 9794.2409 | 3731.5195 | 0
[14 empty] | 2022 | 219968.2058 |  | 118461.8989 | [17 empty] | 497.5264 | 1361.6171 | 42.1064 | 124.437 | 19469.8348 | 3486.1324 | 0 | 0 | 0 | 5845.4128 | 0 | 11561.8558 | 13710.1352 | 5016.4239 | 26149.8728 | 10225.9781 | 4014.9741 | 0
[14 empty] | 2023 | 222342.1779 |  | 116492.2618 | [17 empty] | 497.5264 | 1361.6171 | 42.1064 | 124.437 | 19671.759 | 3522.2875 | 0 | 0 | 0 | 5845.4128 | 0 | 13213.5495 | 13710.1352 | 5067.0766 | 28161.4015 | 10658.7005 | 3973.9066 | 0
[14 empty] | 2024 | 224716.15 |  | 115137.7028 | [17 empty] | 497.5264 | 1361.6171 | 42.1064 | 124.437 | 19873.6831 | 3558.4426 | 0 | 0 | 0 | 5845.4128 | 1008.2242 | 13213.5495 | 13710.1352 | 5117.7293 | 30172.9302 | 11092.378 | 3960.2753 | 0
[14 empty] | 2025 | 227090.1221 |  | 113782.2572 | [17 empty] | 497.5264 | 1361.6171 | 42.1064 | 124.437 | 20075.6073 | 3594.5978 | 0 | 0 | 0 | 5845.4128 | 2016.4483 | 13213.5495 | 13710.1352 | 5168.3819 | 32184.4589 | 11526.9819 | 3946.6043 | 0
[14 empty] | 2026 | 229464.0941 |  | 112425.9513 | [17 empty] | 497.5264 | 1361.6171 | 42.1064 | 124.437 | 20277.5314 | 3630.7529 | 0 | 0 | 0 | 5845.4128 | 3024.6725 | 13213.5495 | 13710.1352 | 5219.0346 | 34195.9876 | 11962.4845 | 3932.8949 | 0
[14 empty] | 2027 | 231838.0662 |  | 111068.8108 | [17 empty] | 497.5264 | 1361.6171 | 42.1064 | 124.437 | 20479.4556 | 3666.908 | 0 | 0 | 0 | 5845.4128 | 4032.8966 | 13213.5495 | 13710.1352 | 5269.6873 | 36207.5162 | 12398.8591 | 3919.1481 | 0
[14 empty] | 2028 | 234212.0383 |  | 109710.86 | [17 empty] | 497.5264 | 1361.6171 | 42.1064 | 124.437 | 20681.3798 | 3703.0631 | 0 | 0 | 0 | 5845.4128 | 5041.1208 | 13213.5495 | 13710.1352 | 5320.3399 | 38219.0449 | 12836.0803 | 3905.365 | 0
[14 empty] | 2029 | 236586.0104 |  | 108352.1224 | [17 empty] | 497.5264 | 1361.6171 | 42.1064 | 124.437 | 20883.3039 | 3739.2183 | 0 | 0 | 0 | 5845.4128 | 6049.345 | 13213.5495 | 13710.1352 | 5370.9926 | 40230.5736 | 13274.1234 | 3891.5468 | 0
[14 empty] | 2030 | 238959.9825 |  | 106992.6206 | [17 empty] | 497.5264 | 1361.6171 | 42.1064 | 124.437 | 21085.2281 | 3775.3734 | 0 | 0 | 0 | 5845.4128 | 7057.5691 | 13213.5495 | 13710.1352 | 5421.6453 | 42242.1023 | 13712.965 | 3877.6943 | 0
[14 empty] | 2031 | 241333.9545 |  | 105683.0291 | [17 empty] | 497.5264 | 1361.6171 | 42.1064 | 124.437 | 21287.1522 | 3811.5285 | 0 | 0 | 0 | 5845.4128 | 8065.7933 | 13213.5495 | 13710.1352 | 5421.6453 | 44253.6309 | 14152.5821 | 3863.8086 | 0
[14 empty] | 2032 | 243707.9266 |  | 104372.7161 | [17 empty] | 497.5264 | 1361.6171 | 42.1064 | 124.437 | 21489.0764 | 3847.6837 | 0 | 0 | 0 | 5845.4128 | 9074.0174 | 13213.5495 | 13710.1352 | 5421.6453 | 46265.1596 | 14592.9531 | 3849.8906 | 0
[14 empty] | 2033 | 246081.8987 |  | 103061.7018 | [17 empty] | 497.5264 | 1361.6171 | 42.1064 | 124.437 | 21691.0005 | 3883.8388 | 0 | 0 | 0 | 5845.4128 | 10082.2416 | 13213.5495 | 13710.1352 | 5421.6453 | 48276.6883 | 15034.0568 | 3835.9412 | 0
[14 empty] | 2034 | 248455.8708 |  | 102748.769 | [17 empty] | 497.5264 | 1361.6171 | 42.1064 | 124.437 | 21892.9247 | 3919.9939 | 0 | 0 | 0 | 5845.4128 | 10082.2416 | 13213.5495 | 13710.1352 | 5421.6453 | 50288.217 | 15475.8729 | 3831.422 | 0
[14 empty] | 2035 | 250829.8429 |  | 102435.173 | [17 empty] | 497.5264 | 1361.6171 | 42.1064 | 124.437 | 22094.8488 | 3956.149 | 0 | 0 | 0 | 5845.4128 | 10082.2416 | 13213.5495 | 13710.1352 | 5421.6453 | 52299.7457 | 15918.382 | 3826.873 | 0
[14 empty] | 2036 | 253203.815 |  | 102120.9318 | [17 empty] | 497.5264 | 1361.6171 | 42.1064 | 124.437 | 22296.773 | 3992.3042 | 0 | 0 | 0 | 5845.4128 | 10082.2416 | 13213.5495 | 13710.1352 | 5421.6453 | 54311.2743 | 16361.5651 | 3822.2952 | 0
[14 empty] | 2037 | 255577.787 |  | 101806.0628 | [17 empty] | 497.5264 | 1361.6171 | 42.1064 | 124.437 | 22498.6972 | 4028.4593 | 0 | 0 | 0 | 5845.4128 | 10082.2416 | 13213.5495 | 13710.1352 | 5421.6453 | 56322.803 | 16805.4042 | 3817.6893 | 0
[14 empty] | 2038 | 257951.7591 |  | 101490.5826 | [17 empty] | 497.5264 | 1361.6171 | 42.1064 | 124.437 | 22700.6213 | 4064.6144 | 0 | 0 | 0 | 5845.4128 | 10082.2416 | 13213.5495 | 13710.1352 | 5421.6453 | 58334.3317 | 17249.8818 | 3813.056 | 0
[14 empty] | 2039 | 260325.7312 |  | 101174.5075 | [17 empty] | 497.5264 | 1361.6171 | 42.1064 | 124.437 | 22902.5455 | 4100.7695 | 0 | 0 | 0 | 5845.4128 | 10082.2416 | 13213.5495 | 13710.1352 | 5421.6453 | 60345.8604 | 17694.9809 | 3808.3961 | 0
[14 empty] | 2040 | 262699.7033 |  | 100857.8531 | [17 empty] | 497.5264 | 1361.6171 | 42.1064 | 124.437 | 23104.4696 | 4136.9247 | 0 | 0 | 0 | 5845.4128 | 10082.2416 | 13213.5495 | 13710.1352 | 5421.6453 | 62357.3891 | 18140.6853 | 3803.7102 | 0
[14 empty] | 2041 | 265073.6754 |  | 100540.6344 | [17 empty] | 497.5264 | 1361.6171 | 42.1064 | 124.437 | 23306.3938 | 4173.0798 | 0 | 0 | 0 | 5845.4128 | 10082.2416 | 13213.5495 | 13710.1352 | 5421.6453 | 64368.9177 | 18586.9792 | 3798.9992 | 0
[14 empty] | 2042 | 267447.6475 |  | 100222.866 | [17 empty] | 497.5264 | 1361.6171 | 42.1064 | 124.437 | 23508.3179 | 4209.2349 | 0 | 0 | 0 | 5845.4128 | 10082.2416 | 13213.5495 | 13710.1352 | 5421.6453 | 66380.4464 | 19033.8474 | 3794.2635 | 0
[14 empty] | 2043 | 269821.6195 |  | 99904.5619 | [17 empty] | 497.5264 | 1361.6171 | 42.1064 | 124.437 | 23710.2421 | 4245.39 | 0 | 0 | 0 | 5845.4128 | 10082.2416 | 13213.5495 | 13710.1352 | 5421.6453 | 68391.9751 | 19481.2753 | 3789.5038 | 0
[14 empty] | 2044 | 272195.5916 |  | 99585.7356 | [17 empty] | 497.5264 | 1361.6171 | 42.1064 | 124.437 | 23912.1662 | 4281.5452 | 0 | 0 | 0 | 5845.4128 | 10082.2416 | 13213.5495 | 13710.1352 | 5421.6453 | 70403.5038 | 19929.2487 | 3784.7208 | 0
[14 empty] | 2045 | 274569.5637 |  | 99266.4004 | [17 empty] | 497.5264 | 1361.6171 | 42.1064 | 124.437 | 24114.0904 | 4317.7003 | 0 | 0 | 0 | 5845.4128 | 10082.2416 | 13213.5495 | 13710.1352 | 5421.6453 | 72415.0325 | 20377.7539 | 3779.915 | 0
[14 empty] | 2046 | 276943.5358 |  | 98946.5688 | [17 empty] | 497.5264 | 1361.6171 | 42.1064 | 124.437 | 24316.0146 | 4353.8554 | 0 | 0 | 0 | 5845.4128 | 10082.2416 | 13213.5495 | 13710.1352 | 5421.6453 | 74426.5611 | 20826.7776 | 3775.087 | 0
[14 empty] | 2047 | 279317.5079 |  | 98626.2532 | [17 empty] | 497.5264 | 1361.6171 | 42.1064 | 124.437 | 24517.9387 | 4390.0106 | 0 | 0 | 0 | 5845.4128 | 10082.2416 | 13213.5495 | 13710.1352 | 5421.6453 | 76438.0898 | 21276.307 | 3770.2373 | 0
[14 empty] | 2048 | 281691.4799 |  | 98305.4654 | [17 empty] | 497.5264 | 1361.6171 | 42.1064 | 124.437 | 24719.8629 | 4426.1657 | 0 | 0 | 0 | 5845.4128 | 10082.2416 | 13213.5495 | 13710.1352 | 5421.6453 | 78449.6185 | 21726.3297 | 3765.3665 | 0
[14 empty] | 2049 | 284065.452 |  | 97984.2168 | [17 empty] | 497.5264 | 1361.6171 | 42.1064 | 124.437 | 24921.787 | 4462.3208 | 0 | 0 | 0 | 5845.4128 | 10082.2416 | 13213.5495 | 13710.1352 | 5421.6453 | 80461.1472 | 22176.8338 | 3760.475 | 0
[14 empty] | 2050 | 286439.4241 |  | 97662.5187 | [17 empty] | 497.5264 | 1361.6171 | 42.1064 | 124.437 | 25123.7112 | 4498.4759 | 0 | 0 | 0 | 5845.4128 | 10082.2416 | 13213.5495 | 13710.1352 | 5421.6453 | 82472.6759 | 22627.8077 | 3755.5635 | 0
[14 empty] | Scope3Commute | Business As Usual |  | BAU Less Portfolio |  | 0 | 0 | 0 | 0 | 0 | 0 | 0 | 0 | 0 | 0 | 0 | 0 | 0 | 0 | 0 | 0 | Rooftop Solar PV | Geo Exchange | Solar DHW | On-site Wind | Coal to Natural Gas Conversion @ Steam Plant | Steam Line Improvements | Waste Reduction | Reduced Automobile Reliance Strategies | Reduced Air Travel | Green IT | Long-term Energy Conservation Measures | Mid-term Energy Conservation Measures | Short-term Energy Conservation Measures | Central Chiller Expansion | Space Planning & Management | Building Design & Construction Standards | Behavior Change
2005
[14 empty] | 2006 |  |  | Need to fix this formula once all portolio wedges are in
2007
2008
2009
[14 empty] | 2010 | 16281.6434 |  | 16281.6434 | [17 empty] | 0 | 0 | 0 | 0 | 0 | 0 | 0 | 0 | 0 | 0 | 0 | 0 | 0 | 0 | 0 | 0 | 0
[14 empty] | 2011 | 16337.6004 |  | 16337.6004 | [17 empty] | 0 | 0 | 0 | 0 | 0 | 0 | 0 | 0 | 0 | 0 | 0 | 0 | 0 | 0 | 0 | 0 | 0
[14 empty] | 2012 | 16380.5126 |  | 16217.6962 | [17 empty] | 0 | 0 | 0 | 0 | 0 | 0 | 0 | 162.8164 | 0 | 0 | 0 | 0 | 0 | 0 | 0 | 0 | 0
[14 empty] | 2013 | 16416.6724 |  | 16090.48 | [17 empty] | 0 | 0 | 0 | 0 | 0 | 0 | 0 | 326.1924 | 0 | 0 | 0 | 0 | 0 | 0 | 0 | 0 | 0
[14 empty] | 2014 | 16448.5171 |  | 15958.5196 | [17 empty] | 0 | 0 | 0 | 0 | 0 | 0 | 0 | 489.9976 | 0 | 0 | 0 | 0 | 0 | 0 | 0 | 0 | 0
[14 empty] | 2015 | 16477.2966 |  | 15823.1323 | [17 empty] | 0 | 0 | 0 | 0 | 0 | 0 | 0 | 654.1643 | 0 | 0 | 0 | 0 | 0 | 0 | 0 | 0 | 0
[14 empty] | 2016 | 16503.7535 |  | 15685.104 | [17 empty] | 0 | 0 | 0 | 0 | 0 | 0 | 0 | 818.6495 | 0 | 0 | 0 | 0 | 0 | 0 | 0 | 0 | 0
[14 empty] | 2017 | 16528.3715 |  | 15544.9491 | [17 empty] | 0 | 0 | 0 | 0 | 0 | 0 | 0 | 983.4224 | 0 | 0 | 0 | 0 | 0 | 0 | 0 | 0 | 0
[14 empty] | 2018 | 16551.4868 |  | 15403.0269 | [17 empty] | 0 | 0 | 0 | 0 | 0 | 0 | 0 | 1148.46 | 0 | 0 | 0 | 0 | 0 | 0 | 0 | 0 | 0
[14 empty] | 2019 | 16573.344 |  | 15259.6003 | [17 empty] | 0 | 0 | 0 | 0 | 0 | 0 | 0 | 1313.7437 | 0 | 0 | 0 | 0 | 0 | 0 | 0 | 0 | 0
[14 empty] | 2020 | 16594.1278 |  | 15114.8693 | [17 empty] | 0 | 0 | 0 | 0 | 0 | 0 | 0 | 1479.2585 | 0 | 0 | 0 | 0 | 0 | 0 | 0 | 0 | 0
[14 empty] | 2021 | 16613.9818 |  | 14968.9898 | [17 empty] | 0 | 0 | 0 | 0 | 0 | 0 | 0 | 1644.992 | 0 | 0 | 0 | 0 | 0 | 0 | 0 | 0 | 0
[14 empty] | 2022 | 16633.02 |  | 14988.028 | [17 empty] | 0 | 0 | 0 | 0 | 0 | 0 | 0 | 1644.992 | 0 | 0 | 0 | 0 | 0 | 0 | 0 | 0 | 0
[14 empty] | 2023 | 16651.3349 |  | 15006.3429 | [17 empty] | 0 | 0 | 0 | 0 | 0 | 0 | 0 | 1644.992 | 0 | 0 | 0 | 0 | 0 | 0 | 0 | 0 | 0
[14 empty] | 2024 | 16669.0029 |  | 15024.0109 | [17 empty] | 0 | 0 | 0 | 0 | 0 | 0 | 0 | 1644.992 | 0 | 0 | 0 | 0 | 0 | 0 | 0 | 0 | 0
[14 empty] | 2025 | 16686.0877 |  | 15041.0957 | [17 empty] | 0 | 0 | 0 | 0 | 0 | 0 | 0 | 1644.992 | 0 | 0 | 0 | 0 | 0 | 0 | 0 | 0 | 0
[14 empty] | 2026 | 16702.6431 |  | 15057.6511 | [17 empty] | 0 | 0 | 0 | 0 | 0 | 0 | 0 | 1644.992 | 0 | 0 | 0 | 0 | 0 | 0 | 0 | 0 | 0
[14 empty] | 2027 | 16718.7152 |  | 15073.7232 | [17 empty] | 0 | 0 | 0 | 0 | 0 | 0 | 0 | 1644.992 | 0 | 0 | 0 | 0 | 0 | 0 | 0 | 0 | 0
[14 empty] | 2028 | 16734.3439 |  | 15089.3519 | [17 empty] | 0 | 0 | 0 | 0 | 0 | 0 | 0 | 1644.992 | 0 | 0 | 0 | 0 | 0 | 0 | 0 | 0 | 0
[14 empty] | 2029 | 16749.5636 |  | 15104.5717 | [17 empty] | 0 | 0 | 0 | 0 | 0 | 0 | 0 | 1644.992 | 0 | 0 | 0 | 0 | 0 | 0 | 0 | 0 | 0
[14 empty] | 2030 | 16764.4048 |  | 15119.4128 | [17 empty] | 0 | 0 | 0 | 0 | 0 | 0 | 0 | 1644.992 | 0 | 0 | 0 | 0 | 0 | 0 | 0 | 0 | 0
[14 empty] | 2031 | 16778.8941 |  | 15133.9022 | [17 empty] | 0 | 0 | 0 | 0 | 0 | 0 | 0 | 1644.992 | 0 | 0 | 0 | 0 | 0 | 0 | 0 | 0 | 0
[14 empty] | 2032 | 16793.0554 |  | 15148.0634 | [17 empty] | 0 | 0 | 0 | 0 | 0 | 0 | 0 | 1644.992 | 0 | 0 | 0 | 0 | 0 | 0 | 0 | 0 | 0
[14 empty] | 2033 | 16806.9097 |  | 15161.9177 | [17 empty] | 0 | 0 | 0 | 0 | 0 | 0 | 0 | 1644.992 | 0 | 0 | 0 | 0 | 0 | 0 | 0 | 0 | 0
[14 empty] | 2034 | 16820.476 |  | 15175.484 | [17 empty] | 0 | 0 | 0 | 0 | 0 | 0 | 0 | 1644.992 | 0 | 0 | 0 | 0 | 0 | 0 | 0 | 0 | 0
[14 empty] | 2035 | 16833.7716 |  | 15188.7796 | [17 empty] | 0 | 0 | 0 | 0 | 0 | 0 | 0 | 1644.992 | 0 | 0 | 0 | 0 | 0 | 0 | 0 | 0 | 0
[14 empty] | 2036 | 16846.8118 |  | 15201.8198 | [17 empty] | 0 | 0 | 0 | 0 | 0 | 0 | 0 | 1644.992 | 0 | 0 | 0 | 0 | 0 | 0 | 0 | 0 | 0
[14 empty] | 2037 | 16859.6107 |  | 15214.6188 | [17 empty] | 0 | 0 | 0 | 0 | 0 | 0 | 0 | 1644.992 | 0 | 0 | 0 | 0 | 0 | 0 | 0 | 0 | 0
[14 empty] | 2038 | 16872.1812 |  | 15227.1893 | [17 empty] | 0 | 0 | 0 | 0 | 0 | 0 | 0 | 1644.992 | 0 | 0 | 0 | 0 | 0 | 0 | 0 | 0 | 0
[14 empty] | 2039 | 16884.535 |  | 15239.543 | [17 empty] | 0 | 0 | 0 | 0 | 0 | 0 | 0 | 1644.992 | 0 | 0 | 0 | 0 | 0 | 0 | 0 | 0 | 0
[14 empty] | 2040 | 16896.6828 |  | 15251.6908 | [17 empty] | 0 | 0 | 0 | 0 | 0 | 0 | 0 | 1644.992 | 0 | 0 | 0 | 0 | 0 | 0 | 0 | 0 | 0
[14 empty] | 2041 | 16908.6345 |  | 15263.6425 | [17 empty] | 0 | 0 | 0 | 0 | 0 | 0 | 0 | 1644.992 | 0 | 0 | 0 | 0 | 0 | 0 | 0 | 0 | 0
[14 empty] | 2042 | 16920.3992 |  | 15275.4073 | [17 empty] | 0 | 0 | 0 | 0 | 0 | 0 | 0 | 1644.992 | 0 | 0 | 0 | 0 | 0 | 0 | 0 | 0 | 0
[14 empty] | 2043 | 16931.9855 |  | 15286.9935 | [17 empty] | 0 | 0 | 0 | 0 | 0 | 0 | 0 | 1644.992 | 0 | 0 | 0 | 0 | 0 | 0 | 0 | 0 | 0
[14 empty] | 2044 | 16943.401 |  | 15298.409 | [17 empty] | 0 | 0 | 0 | 0 | 0 | 0 | 0 | 1644.992 | 0 | 0 | 0 | 0 | 0 | 0 | 0 | 0 | 0
[14 empty] | 2045 | 16954.653 |  | 15309.661 | [17 empty] | 0 | 0 | 0 | 0 | 0 | 0 | 0 | 1644.992 | 0 | 0 | 0 | 0 | 0 | 0 | 0 | 0 | 0
[14 empty] | 2046 | 16965.7484 |  | 15320.7564 | [17 empty] | 0 | 0 | 0 | 0 | 0 | 0 | 0 | 1644.992 | 0 | 0 | 0 | 0 | 0 | 0 | 0 | 0 | 0
[14 empty] | 2047 | 16976.6934 |  | 15331.7015 | [17 empty] | 0 | 0 | 0 | 0 | 0 | 0 | 0 | 1644.992 | 0 | 0 | 0 | 0 | 0 | 0 | 0 | 0 | 0
[14 empty] | 2048 | 16987.494 |  | 15342.502 | [17 empty] | 0 | 0 | 0 | 0 | 0 | 0 | 0 | 1644.992 | 0 | 0 | 0 | 0 | 0 | 0 | 0 | 0 | 0
[14 empty] | 2049 | 16998.1556 |  | 15353.1636 | [17 empty] | 0 | 0 | 0 | 0 | 0 | 0 | 0 | 1644.992 | 0 | 0 | 0 | 0 | 0 | 0 | 0 | 0 | 0
[14 empty] | 2050 | 17008.6835 |  | 15363.6915 | [17 empty] | 0 | 0 | 0 | 0 | 0 | 0 | 0 | 1644.992 | 0 | 0 | 0 | 0 | 0 | 0 | 0 | 0 | 0
[14 empty] | Scope3Air | Business As Usual |  | BAU Less Portfolio |  | 0 | 0 | 0 | 0 | 0 | 0 | 0 | 0 | 0 | 0 | 0 | 0 | 0 | 0 | 0 | 0 | Rooftop Solar PV | Geo Exchange | Solar DHW | On-site Wind | Coal to Natural Gas Conversion @ Steam Plant | Steam Line Improvements | Waste Reduction | Reduced Automobile Reliance Strategies | Reduced Air Travel | Green IT | Long-term Energy Conservation Measures | Mid-term Energy Conservation Measures | Short-term Energy Conservation Measures | Central Chiller Expansion | Space Planning & Management | Building Design & Construction Standards | Behavior Change
2005
[14 empty] | 2006 |  |  | Need to fix this formula once all portolio wedges are in
2007
2008
2009
[14 empty] | 2010 | 45441.4804 |  | 45441.4804 | [17 empty] | 0 | 0 | 0 | 0 | 0 | 0 | 0 | 0 | 0 | 0 | 0 | 0 | 0 | 0 | 0 | 0 | 0
[14 empty] | 2011 | 45712.5712 |  | 45712.5712 | [17 empty] | 0 | 0 | 0 | 0 | 0 | 0 | 0 | 0 | 0 | 0 | 0 | 0 | 0 | 0 | 0 | 0 | 0
[14 empty] | 2012 | 46192.4217 |  | 46029.6053 | [17 empty] | 0 | 0 | 0 | 0 | 0 | 0 | 0 | 162.8164 | 0 | 0 | 0 | 0 | 0 | 0 | 0 | 0 | 0
[14 empty] | 2013 | 46491.8536 |  | 46165.6612 | [17 empty] | 0 | 0 | 0 | 0 | 0 | 0 | 0 | 326.1924 | 0 | 0 | 0 | 0 | 0 | 0 | 0 | 0 | 0
[14 empty] | 2014 | 46720.4891 |  | 46230.4915 | [17 empty] | 0 | 0 | 0 | 0 | 0 | 0 | 0 | 489.9976 | 0 | 0 | 0 | 0 | 0 | 0 | 0 | 0 | 0
[14 empty] | 2015 | 47112.257 |  | 46458.0927 | [17 empty] | 0 | 0 | 0 | 0 | 0 | 0 | 0 | 654.1643 | 0 | 0 | 0 | 0 | 0 | 0 | 0 | 0 | 0
[14 empty] | 2016 | 47331.4059 |  | 46512.7564 | [17 empty] | 0 | 0 | 0 | 0 | 0 | 0 | 0 | 818.6495 | 0 | 0 | 0 | 0 | 0 | 0 | 0 | 0 | 0
[14 empty] | 2017 | 47547.317 |  | 46563.8946 | [17 empty] | 0 | 0 | 0 | 0 | 0 | 0 | 0 | 983.4224 | 0 | 0 | 0 | 0 | 0 | 0 | 0 | 0 | 0
[14 empty] | 2018 | 47760.5822 |  | 46612.1222 | [17 empty] | 0 | 0 | 0 | 0 | 0 | 0 | 0 | 1148.46 | 0 | 0 | 0 | 0 | 0 | 0 | 0 | 0 | 0
[14 empty] | 2019 | 47971.6321 |  | 46657.8884 | [17 empty] | 0 | 0 | 0 | 0 | 0 | 0 | 0 | 1313.7437 | 0 | 0 | 0 | 0 | 0 | 0 | 0 | 0 | 0
[14 empty] | 2020 | 48180.792 |  | 46701.5335 | [17 empty] | 0 | 0 | 0 | 0 | 0 | 0 | 0 | 1479.2585 | 0 | 0 | 0 | 0 | 0 | 0 | 0 | 0 | 0
[14 empty] | 2021 | 48388.3146 |  | 46743.3226 | [17 empty] | 0 | 0 | 0 | 0 | 0 | 0 | 0 | 1644.992 | 0 | 0 | 0 | 0 | 0 | 0 | 0 | 0 | 0
[14 empty] | 2022 | 48594.4008 |  | 46949.4089 | [17 empty] | 0 | 0 | 0 | 0 | 0 | 0 | 0 | 1644.992 | 0 | 0 | 0 | 0 | 0 | 0 | 0 | 0 | 0
[14 empty] | 2023 | 48799.2136 |  | 47154.2216 | [17 empty] | 0 | 0 | 0 | 0 | 0 | 0 | 0 | 1644.992 | 0 | 0 | 0 | 0 | 0 | 0 | 0 | 0 | 0
[14 empty] | 2024 | 49002.8872 |  | 47357.8952 | [17 empty] | 0 | 0 | 0 | 0 | 0 | 0 | 0 | 1644.992 | 0 | 0 | 0 | 0 | 0 | 0 | 0 | 0 | 0
[14 empty] | 2025 | 49205.5337 |  | 47560.5417 | [17 empty] | 0 | 0 | 0 | 0 | 0 | 0 | 0 | 1644.992 | 0 | 0 | 0 | 0 | 0 | 0 | 0 | 0 | 0
[14 empty] | 2026 | 49407.2482 |  | 47762.2562 | [17 empty] | 0 | 0 | 0 | 0 | 0 | 0 | 0 | 1644.992 | 0 | 0 | 0 | 0 | 0 | 0 | 0 | 0 | 0
[14 empty] | 2027 | 49608.1118 |  | 47963.1198 | [17 empty] | 0 | 0 | 0 | 0 | 0 | 0 | 0 | 1644.992 | 0 | 0 | 0 | 0 | 0 | 0 | 0 | 0 | 0
[14 empty] | 2028 | 49808.1944 |  | 48163.2025 | [17 empty] | 0 | 0 | 0 | 0 | 0 | 0 | 0 | 1644.992 | 0 | 0 | 0 | 0 | 0 | 0 | 0 | 0 | 0
[14 empty] | 2029 | 50007.5571 |  | 48362.5651 | [17 empty] | 0 | 0 | 0 | 0 | 0 | 0 | 0 | 1644.992 | 0 | 0 | 0 | 0 | 0 | 0 | 0 | 0 | 0
[14 empty] | 2030 | 50206.2531 |  | 48561.2611 | [17 empty] | 0 | 0 | 0 | 0 | 0 | 0 | 0 | 1644.992 | 0 | 0 | 0 | 0 | 0 | 0 | 0 | 0 | 0
[14 empty] | 2031 | 50404.3295 |  | 48759.3375 | [17 empty] | 0 | 0 | 0 | 0 | 0 | 0 | 0 | 1644.992 | 0 | 0 | 0 | 0 | 0 | 0 | 0 | 0 | 0
[14 empty] | 2032 | 50601.8282 |  | 48956.8362 | [17 empty] | 0 | 0 | 0 | 0 | 0 | 0 | 0 | 1644.992 | 0 | 0 | 0 | 0 | 0 | 0 | 0 | 0 | 0
[14 empty] | 2033 | 50798.7864 |  | 49153.7944 | [17 empty] | 0 | 0 | 0 | 0 | 0 | 0 | 0 | 1644.992 | 0 | 0 | 0 | 0 | 0 | 0 | 0 | 0 | 0
[14 empty] | 2034 | 50995.2376 |  | 49350.2456 | [17 empty] | 0 | 0 | 0 | 0 | 0 | 0 | 0 | 1644.992 | 0 | 0 | 0 | 0 | 0 | 0 | 0 | 0 | 0
[14 empty] | 2035 | 51191.212 |  | 49546.22 | [17 empty] | 0 | 0 | 0 | 0 | 0 | 0 | 0 | 1644.992 | 0 | 0 | 0 | 0 | 0 | 0 | 0 | 0 | 0
[14 empty] | 2036 | 51386.7367 |  | 49741.7447 | [17 empty] | 0 | 0 | 0 | 0 | 0 | 0 | 0 | 1644.992 | 0 | 0 | 0 | 0 | 0 | 0 | 0 | 0 | 0
[14 empty] | 2037 | 51581.8366 |  | 49936.8446 | [17 empty] | 0 | 0 | 0 | 0 | 0 | 0 | 0 | 1644.992 | 0 | 0 | 0 | 0 | 0 | 0 | 0 | 0 | 0
[14 empty] | 2038 | 51776.5342 |  | 50131.5422 | [17 empty] | 0 | 0 | 0 | 0 | 0 | 0 | 0 | 1644.992 | 0 | 0 | 0 | 0 | 0 | 0 | 0 | 0 | 0
[14 empty] | 2039 | 51970.8501 |  | 50325.8581 | [17 empty] | 0 | 0 | 0 | 0 | 0 | 0 | 0 | 1644.992 | 0 | 0 | 0 | 0 | 0 | 0 | 0 | 0 | 0
[14 empty] | 2040 | 52164.8033 |  | 50519.8113 | [17 empty] | 0 | 0 | 0 | 0 | 0 | 0 | 0 | 1644.992 | 0 | 0 | 0 | 0 | 0 | 0 | 0 | 0 | 0
[14 empty] | 2041 | 52358.4113 |  | 50713.4193 | [17 empty] | 0 | 0 | 0 | 0 | 0 | 0 | 0 | 1644.992 | 0 | 0 | 0 | 0 | 0 | 0 | 0 | 0 | 0
[14 empty] | 2042 | 52551.6899 |  | 50906.698 | [17 empty] | 0 | 0 | 0 | 0 | 0 | 0 | 0 | 1644.992 | 0 | 0 | 0 | 0 | 0 | 0 | 0 | 0 | 0
[14 empty] | 2043 | 52744.6543 |  | 51099.6623 | [17 empty] | 0 | 0 | 0 | 0 | 0 | 0 | 0 | 1644.992 | 0 | 0 | 0 | 0 | 0 | 0 | 0 | 0 | 0
[14 empty] | 2044 | 52937.318 |  | 51292.326 | [17 empty] | 0 | 0 | 0 | 0 | 0 | 0 | 0 | 1644.992 | 0 | 0 | 0 | 0 | 0 | 0 | 0 | 0 | 0
[14 empty] | 2045 | 53129.6939 |  | 51484.7019 | [17 empty] | 0 | 0 | 0 | 0 | 0 | 0 | 0 | 1644.992 | 0 | 0 | 0 | 0 | 0 | 0 | 0 | 0 | 0
[14 empty] | 2046 | 53321.7939 |  | 51676.8019 | [17 empty] | 0 | 0 | 0 | 0 | 0 | 0 | 0 | 1644.992 | 0 | 0 | 0 | 0 | 0 | 0 | 0 | 0 | 0
[14 empty] | 2047 | 53513.6291 |  | 51868.6371 | [17 empty] | 0 | 0 | 0 | 0 | 0 | 0 | 0 | 1644.992 | 0 | 0 | 0 | 0 | 0 | 0 | 0 | 0 | 0
[14 empty] | 2048 | 53705.2099 |  | 52060.2179 | [17 empty] | 0 | 0 | 0 | 0 | 0 | 0 | 0 | 1644.992 | 0 | 0 | 0 | 0 | 0 | 0 | 0 | 0 | 0
[14 empty] | 2049 | 53896.5461 |  | 52251.5541 | [17 empty] | 0 | 0 | 0 | 0 | 0 | 0 | 0 | 1644.992 | 0 | 0 | 0 | 0 | 0 | 0 | 0 | 0 | 0
[14 empty] | 2050 | 54087.6466 |  | 52442.6547 | [17 empty] | 0 | 0 | 0 | 0 | 0 | 0 | 0 | 1644.992 | 0 | 0 | 0 | 0 | 0 | 0 | 0 | 0 | 0
[14 empty] | CashFlow | FuelSavings | OPEX | GHG Compliance Savings | Principal & Interest | Avoided CAPEX | Portfolio Cash Flow w/o GHG Compliance Savings | Portfolio Cash Flow w/ GHG Compliance Savings | CAPEX | 2010 | 2011 | 2012 | 2013 | 2014 | 2015 | 2016 | 2017 | 2018 | 2019 | 2020 | 2021 | 2022 | 2023 | 2024 | 2025 | 2026 | 2027 | 2028 | 2029 | 2030 | 2031 | 2032 | 2033 | 2034 | 2035 | 2036 | 2037 | 2038 | 2039 | 2040 | 2041 | 2042 | 2043 | 2044 | 2045 | 2046 | 2047 | 2048 | 2049 | 2050
[11 empty] | 0 | Term of Debt (Years) |  | 2010 | 0.23705 | 0 | 0 | -0.0080243 | 0 | 0.22903 | 0.22903 | -100000 | -8024.2587 | -8024.2587 | -8024.2587 | -8024.2587 | -8024.2587 | -8024.2587 | -8024.2587 | -8024.2587 | -8024.2587 | -8024.2587 | -8024.2587 | -8024.2587 | -8024.2587 | -8024.2587 | -8024.2587 | -8024.2587 | -8024.2587 | -8024.2587 | -8024.2587 | -8024.2587
[11 empty] | 1 | 20 |  | 2011 | 0.88302 | 0.13296 | 0 | -0.17583 | 25.2245 | 26.0646 | 26.0646 | -2091284.7073 |  | -167810.0955 | -167810.0955 | -167810.0955 | -167810.0955 | -167810.0955 | -167810.0955 | -167810.0955 | -167810.0955 | -167810.0955 | -167810.0955 | -167810.0955 | -167810.0955 | -167810.0955 | -167810.0955 | -167810.0955 | -167810.0955 | -167810.0955 | -167810.0955 | -167810.0955 | -167810.0955
[11 empty] | 3 | Interest Rate |  | 2012 | 2.8399 | 0.63171 | 0 | -0.46685 | 25.2245 | 28.2293 | 28.2293 | -3626718.0407 |  |  | -291017.2386 | -291017.2386 | -291017.2386 | -291017.2386 | -291017.2386 | -291017.2386 | -291017.2386 | -291017.2386 | -291017.2386 | -291017.2386 | -291017.2386 | -291017.2386 | -291017.2386 | -291017.2386 | -291017.2386 | -291017.2386 | -291017.2386 | -291017.2386 | -291017.2386 | -291017.2386
[11 empty] | 4 | 5% |  | 2013 | 3.8658 | 0.81222 | 0 | -0.65512 | 25.2245 | 29.2474 | 29.2474 | -2346253.3813 |  |  |  | -188269.4415 | -188269.4415 | -188269.4415 | -188269.4415 | -188269.4415 | -188269.4415 | -188269.4415 | -188269.4415 | -188269.4415 | -188269.4415 | -188269.4415 | -188269.4415 | -188269.4415 | -188269.4415 | -188269.4415 | -188269.4415 | -188269.4415 | -188269.4415 | -188269.4415 | -188269.4415
[11 empty] | 5 |  |  | 2014 | 5.089 | 1.0077 | 0 | -1.1321 | 25.7745 | 30.7391 | 30.7391 | -5944718.0407 |  |  |  |  | -477019.5557 | -477019.5557 | -477019.5557 | -477019.5557 | -477019.5557 | -477019.5557 | -477019.5557 | -477019.5557 | -477019.5557 | -477019.5557 | -477019.5557 | -477019.5557 | -477019.5557 | -477019.5557 | -477019.5557 | -477019.5557 | -477019.5557 | -477019.5557 | -477019.5557 | -477019.5557
[11 empty] | 2 | Portfolio NPV w/o GHG Compliance Savings |  | 2015 | 5.7842 | 1.1951 | 0.68087 | -1.3516 | 25.7745 | 31.4022 | 32.0831 | -2734515.2216 | [5 empty] | -219424.5761 | -219424.5761 | -219424.5761 | -219424.5761 | -219424.5761 | -219424.5761 | -219424.5761 | -219424.5761 | -219424.5761 | -219424.5761 | -219424.5761 | -219424.5761 | -219424.5761 | -219424.5761 | -219424.5761 | -219424.5761 | -219424.5761 | -219424.5761 | -219424.5761 | -219424.5761
[11 empty] | 6 | 541.7089 |  | 2016 | 5.8438 | 1.46 | 0.84826 | -1.4473 | 25.7745 | 31.631 | 32.4792 | -1193476.0823 | [6 empty] | -95767.6086 | -95767.6086 | -95767.6086 | -95767.6086 | -95767.6086 | -95767.6086 | -95767.6086 | -95767.6086 | -95767.6086 | -95767.6086 | -95767.6086 | -95767.6086 | -95767.6086 | -95767.6086 | -95767.6086 | -95767.6086 | -95767.6086 | -95767.6086 | -95767.6086 | -95767.6086
[12 empty] | Portfolio NPV w/o GHG Compliance Savings: $542 MM |  | 2017 | 6.3837 | 1.6125 | 1.0255 | -1.5431 | 25.7745 | 32.2276 | 33.2531 | -1193476.0823 | [7 empty] | -95767.6086 | -95767.6086 | -95767.6086 | -95767.6086 | -95767.6086 | -95767.6086 | -95767.6086 | -95767.6086 | -95767.6086 | -95767.6086 | -95767.6086 | -95767.6086 | -95767.6086 | -95767.6086 | -95767.6086 | -95767.6086 | -95767.6086 | -95767.6086 | -95767.6086 | -95767.6086
[14 empty] | 2018 | 6.84 | 1.815 | 1.223 | -1.6389 | 25.7745 | 32.7906 | 34.0136 | -1193476.0823 | [8 empty] | -95767.6086 | -95767.6086 | -95767.6086 | -95767.6086 | -95767.6086 | -95767.6086 | -95767.6086 | -95767.6086 | -95767.6086 | -95767.6086 | -95767.6086 | -95767.6086 | -95767.6086 | -95767.6086 | -95767.6086 | -95767.6086 | -95767.6086 | -95767.6086 | -95767.6086 | -95767.6086
[12 empty] | Portfolio NPV w/ GHG Compliance Savings |  | 2019 | 7.3895 | 2.0174 | 1.4413 | -1.7346 | 25.7745 | 33.4468 | 34.8881 | -1193476.0823 | [9 empty] | -95767.6086 | -95767.6086 | -95767.6086 | -95767.6086 | -95767.6086 | -95767.6086 | -95767.6086 | -95767.6086 | -95767.6086 | -95767.6086 | -95767.6086 | -95767.6086 | -95767.6086 | -95767.6086 | -95767.6086 | -95767.6086 | -95767.6086 | -95767.6086 | -95767.6086 | -95767.6086
[12 empty] | 604.6117 |  | 2020 | 7.9439 | 2.2199 | 1.6812 | -1.8304 | 25.7745 | 34.1078 | 35.7891 | -1193476.0823 | [10 empty] | -95767.6086 | -95767.6086 | -95767.6086 | -95767.6086 | -95767.6086 | -95767.6086 | -95767.6086 | -95767.6086 | -95767.6086 | -95767.6086 | -95767.6086 | -95767.6086 | -95767.6086 | -95767.6086 | -95767.6086 | -95767.6086 | -95767.6086 | -95767.6086 | -95767.6086 | -95767.6086
[12 empty] | Portfolio NPV w/ GHG Compliance Savings: $605 MM |  | 2021 | 8.5031 | 2.4223 | 1.9642 | -1.9262 | 25.7745 | 34.7737 | 36.7379 | -1193476.0823 | [11 empty] | -95767.6086 | -95767.6086 | -95767.6086 | -95767.6086 | -95767.6086 | -95767.6086 | -95767.6086 | -95767.6086 | -95767.6086 | -95767.6086 | -95767.6086 | -95767.6086 | -95767.6086 | -95767.6086 | -95767.6086 | -95767.6086 | -95767.6086 | -95767.6086 | -95767.6086 | -95767.6086
[14 empty] | 2022 | 9.0673 | 2.6272 | 2.2739 | -2.0219 | 25.7745 | 35.447 | 37.7209 | -1193476.0823 | [12 empty] | -95767.6086 | -95767.6086 | -95767.6086 | -95767.6086 | -95767.6086 | -95767.6086 | -95767.6086 | -95767.6086 | -95767.6086 | -95767.6086 | -95767.6086 | -95767.6086 | -95767.6086 | -95767.6086 | -95767.6086 | -95767.6086 | -95767.6086 | -95767.6086 | -95767.6086 | -95767.6086
[14 empty] | 2023 | 9.6364 | 2.832 | 2.6112 | -2.1177 | 25.7745 | 36.1253 | 38.7365 | -1193476.0823 | [13 empty] | -95767.6086 | -95767.6086 | -95767.6086 | -95767.6086 | -95767.6086 | -95767.6086 | -95767.6086 | -95767.6086 | -95767.6086 | -95767.6086 | -95767.6086 | -95767.6086 | -95767.6086 | -95767.6086 | -95767.6086 | -95767.6086 | -95767.6086 | -95767.6086 | -95767.6086 | -95767.6086
[14 empty] | 2024 | 10.1349 | 3.0369 | 2.959 | -2.2198 | 25.7745 | 36.7265 | 39.6855 | -1272093.7073 | [14 empty] | -102076.0902 | -102076.0902 | -102076.0902 | -102076.0902 | -102076.0902 | -102076.0902 | -102076.0902 | -102076.0902 | -102076.0902 | -102076.0902 | -102076.0902 | -102076.0902 | -102076.0902 | -102076.0902 | -102076.0902 | -102076.0902 | -102076.0902 | -102076.0902 | -102076.0902 | -102076.0902
[14 empty] | 2025 | 10.6375 | 3.2418 | 3.3325 | -2.3219 | 25.7745 | 37.3319 | 40.6644 | -1272093.7073 | [15 empty] | -102076.0902 | -102076.0902 | -102076.0902 | -102076.0902 | -102076.0902 | -102076.0902 | -102076.0902 | -102076.0902 | -102076.0902 | -102076.0902 | -102076.0902 | -102076.0902 | -102076.0902 | -102076.0902 | -102076.0902 | -102076.0902 | -102076.0902 | -102076.0902 | -102076.0902 | -102076.0902
[14 empty] | 2026 | 11.1442 | 3.4467 | 3.7607 | -2.4239 | 25.7745 | 37.9414 | 41.702 | -1272093.7073 | [16 empty] | -102076.0902 | -102076.0902 | -102076.0902 | -102076.0902 | -102076.0902 | -102076.0902 | -102076.0902 | -102076.0902 | -102076.0902 | -102076.0902 | -102076.0902 | -102076.0902 | -102076.0902 | -102076.0902 | -102076.0902 | -102076.0902 | -102076.0902 | -102076.0902 | -102076.0902 | -102076.0902
[14 empty] | 2027 | 11.655 | 3.6515 | 4.2196 | -2.526 | 25.7745 | 38.555 | 42.7747 | -1272093.7073 | [17 empty] | -102076.0902 | -102076.0902 | -102076.0902 | -102076.0902 | -102076.0902 | -102076.0902 | -102076.0902 | -102076.0902 | -102076.0902 | -102076.0902 | -102076.0902 | -102076.0902 | -102076.0902 | -102076.0902 | -102076.0902 | -102076.0902 | -102076.0902 | -102076.0902 | -102076.0902 | -102076.0902
[14 empty] | 2028 | 12.1701 | 3.8564 | 4.7099 | -2.6281 | 25.7745 | 39.1728 | 43.8828 | -1272093.7073 | [18 empty] | -102076.0902 | -102076.0902 | -102076.0902 | -102076.0902 | -102076.0902 | -102076.0902 | -102076.0902 | -102076.0902 | -102076.0902 | -102076.0902 | -102076.0902 | -102076.0902 | -102076.0902 | -102076.0902 | -102076.0902 | -102076.0902 | -102076.0902 | -102076.0902 | -102076.0902 | -102076.0902
[14 empty] | 2029 | 12.6894 | 4.0612 | 5.2319 | -2.7302 | 25.7745 | 39.7949 | 45.0267 | -1272093.7073 | [19 empty] | -102076.0902 | -102076.0902 | -102076.0902 | -102076.0902 | -102076.0902 | -102076.0902 | -102076.0902 | -102076.0902 | -102076.0902 | -102076.0902 | -102076.0902 | -102076.0902 | -102076.0902 | -102076.0902 | -102076.0902 | -102076.0902 | -102076.0902 | -102076.0902 | -102076.0902 | -102076.0902
[14 empty] | 2030 | 13.2129 | 4.266 | 5.7858 | -2.8242 | 25.7745 | 40.4292 | 46.215 | -1272093.7073 | [20 empty] | -102076.0902 | -102076.0902 | -102076.0902 | -102076.0902 | -102076.0902 | -102076.0902 | -102076.0902 | -102076.0902 | -102076.0902 | -102076.0902 | -102076.0902 | -102076.0902 | -102076.0902 | -102076.0902 | -102076.0902 | -102076.0902 | -102076.0902 | -102076.0902 | -102076.0902 | -102076.0902
[14 empty] | 2031 | 13.7205 | 4.4709 | 6.4198 | -2.7585 | 25.7745 | 41.2074 | 47.6272 | -1272093.7073 | [21 empty] | -102076.0902 | -102076.0902 | -102076.0902 | -102076.0902 | -102076.0902 | -102076.0902 | -102076.0902 | -102076.0902 | -102076.0902 | -102076.0902 | -102076.0902 | -102076.0902 | -102076.0902 | -102076.0902 | -102076.0902 | -102076.0902 | -102076.0902 | -102076.0902 | -102076.0902 | -102076.0902
[14 empty] | 2032 | 14.3794 | 4.6757 | 7.0917 | -2.5695 | 25.7745 | 42.2601 | 49.3518 | -1272093.7073 | [22 empty] | -102076.0902 | -102076.0902 | -102076.0902 | -102076.0902 | -102076.0902 | -102076.0902 | -102076.0902 | -102076.0902 | -102076.0902 | -102076.0902 | -102076.0902 | -102076.0902 | -102076.0902 | -102076.0902 | -102076.0902 | -102076.0902 | -102076.0902 | -102076.0902 | -102076.0902
[14 empty] | 2033 | 14.8952 | 4.8805 | 7.7379 | -2.4833 | 25.7745 | 43.0669 | 50.8048 | -1272093.7073 | [23 empty] | -102076.0902 | -102076.0902 | -102076.0902 | -102076.0902 | -102076.0902 | -102076.0902 | -102076.0902 | -102076.0902 | -102076.0902 | -102076.0902 | -102076.0902 | -102076.0902 | -102076.0902 | -102076.0902 | -102076.0902 | -102076.0902 | -102076.0902 | -102076.0902
[14 empty] | 2034 | 15.4859 | 5.0854 | 8.2931 | -2.0417 | 25.2245 | 43.7541 | 52.0473 | -440231.7073 | [24 empty] | -35325.3312 | -35325.3312 | -35325.3312 | -35325.3312 | -35325.3312 | -35325.3312 | -35325.3312 | -35325.3312 | -35325.3312 | -35325.3312 | -35325.3312 | -35325.3312 | -35325.3312 | -35325.3312 | -35325.3312 | -35325.3312 | -35325.3312
[14 empty] | 2035 | 15.8794 | 5.2902 | 8.8722 | -1.8576 | 25.2245 | 44.5365 | 53.4087 | -440231.7073 | [25 empty] | -35325.3312 | -35325.3312 | -35325.3312 | -35325.3312 | -35325.3312 | -35325.3312 | -35325.3312 | -35325.3312 | -35325.3312 | -35325.3312 | -35325.3312 | -35325.3312 | -35325.3312 | -35325.3312 | -35325.3312 | -35325.3312
[14 empty] | 2036 | 16.9375 | 5.495 | 9.5402 | -1.8502 | 25.2245 | 45.8068 | 55.347 | -1101631.7073 | [26 empty] | -88397.7783 | -88397.7783 | -88397.7783 | -88397.7783 | -88397.7783 | -88397.7783 | -88397.7783 | -88397.7783 | -88397.7783 | -88397.7783 | -88397.7783 | -88397.7783 | -88397.7783 | -88397.7783 | -88397.7783
[14 empty] | 2037 | 17.3374 | 5.6998 | 10.2243 | -1.7897 | 25.2245 | 46.472 | 56.6962 | -440231.7073 | [27 empty] | -35325.3312 | -35325.3312 | -35325.3312 | -35325.3312 | -35325.3312 | -35325.3312 | -35325.3312 | -35325.3312 | -35325.3312 | -35325.3312 | -35325.3312 | -35325.3312 | -35325.3312 | -35325.3312
[14 empty] | 2038 | 17.8289 | 5.9046 | 10.923 | -1.7293 | 25.2245 | 47.2287 | 58.1517 | -440231.7073 | [28 empty] | -35325.3312 | -35325.3312 | -35325.3312 | -35325.3312 | -35325.3312 | -35325.3312 | -35325.3312 | -35325.3312 | -35325.3312 | -35325.3312 | -35325.3312 | -35325.3312 | -35325.3312
[14 empty] | 2039 | 18.2354 | 6.1095 | 11.635 | -1.6689 | 25.2245 | 47.9004 | 59.5354 | -440231.7073 | [29 empty] | -35325.3312 | -35325.3312 | -35325.3312 | -35325.3312 | -35325.3312 | -35325.3312 | -35325.3312 | -35325.3312 | -35325.3312 | -35325.3312 | -35325.3312 | -35325.3312
[14 empty] | 2040 | 18.6452 | 6.3143 | 12.3908 | -1.6084 | 25.2245 | 48.5755 | 60.9663 | -440231.7073 | [30 empty] | -35325.3312 | -35325.3312 | -35325.3312 | -35325.3312 | -35325.3312 | -35325.3312 | -35325.3312 | -35325.3312 | -35325.3312 | -35325.3312 | -35325.3312
[14 empty] | 2041 | 19.0583 | 6.5191 | 13.1478 | -1.548 | 25.2245 | 49.2539 | 62.4017 | -440231.7073 | [31 empty] | -35325.3312 | -35325.3312 | -35325.3312 | -35325.3312 | -35325.3312 | -35325.3312 | -35325.3312 | -35325.3312 | -35325.3312 | -35325.3312
[14 empty] | 2042 | 19.4748 | 6.7239 | 13.9014 | -1.4875 | 25.2245 | 49.9357 | 63.8371 | -440231.7073 | [32 empty] | -35325.3312 | -35325.3312 | -35325.3312 | -35325.3312 | -35325.3312 | -35325.3312 | -35325.3312 | -35325.3312 | -35325.3312
[14 empty] | 2043 | 19.8948 | 6.9287 | 14.7404 | -1.4271 | 25.2245 | 50.6208 | 65.3612 | -440231.7073 | [33 empty] | -35325.3312 | -35325.3312 | -35325.3312 | -35325.3312 | -35325.3312 | -35325.3312 | -35325.3312 | -35325.3312
[14 empty] | 2044 | 20.3181 | 7.1335 | 15.682 | -1.3603 | 25.2245 | 51.3157 | 66.9977 | -440231.7073 | [34 empty] | -35325.3312 | -35325.3312 | -35325.3312 | -35325.3312 | -35325.3312 | -35325.3312 | -35325.3312
[14 empty] | 2045 | 20.7448 | 7.3383 | 16.7507 | -1.2936 | 25.2245 | 52.014 | 68.7647 | -440231.7073 | [35 empty] | -35325.3312 | -35325.3312 | -35325.3312 | -35325.3312 | -35325.3312 | -35325.3312
[14 empty] | 2046 | 21.1751 | 7.5431 | 17.9009 | -1.2268 | 25.2245 | 52.7158 | 70.6167 | -440231.7073 | [36 empty] | -35325.3312 | -35325.3312 | -35325.3312 | -35325.3312 | -35325.3312
[14 empty] | 2047 | 21.6087 | 7.7479 | 19.1424 | -1.1601 | 25.2245 | 53.421 | 72.5635 | -440231.7073 | [37 empty] | -35325.3312 | -35325.3312 | -35325.3312 | -35325.3312
[14 empty] | 2048 | 22.0459 | 7.9527 | 20.486 | -1.0933 | 25.2245 | 54.1298 | 74.6157 | -440231.7073 | [38 empty] | -35325.3312 | -35325.3312 | -35325.3312
[14 empty] | 2049 | 22.4867 | 8.1575 | 21.9432 | -1.0266 | 25.2245 | 54.8421 | 76.7853 | -440231.7073 | [39 empty] | -35325.3312 | -35325.3312
[14 empty] | 2050 | 22.931 | 8.3623 | 23.5269 | -0.95983 | 25.2245 | 55.5579 | 79.0848 | -440231.7073 | [40 empty] | -35325.3312
Note on BM3: rmckenna: Reduction is based on Purchased electricity remaining after portfolio actions are added in.
HOME
Abatement Curve
Action Valuation Summary
Non-GHG Programs

## Other Cost
| Include? (X=Yes) | 2010 | 2011 | 2012 | 2013 | 2014 | 2015 | 2016 | 2017 | 2018 | 2019 | 2020 | 2021 | 2022 | 2023 | 2024 | 2025 | 2026 | 2027 | 2028 | 2029 | 2030 | 2031 | 2032 | 2033 | 2034 | 2035 | 2036 | 2037 | 2038 | 2039 | 2040 | 2041 | 2042 | 2043 | 2044 | 2045 | 2046 | 2047 | 2048 | 2049 | 2050
Sustainability Driven-Master Plan | X | 2012: -600000
Research and Curriculum | X |  | -200000 | -315000 | -315000 | -315000 | -315000 | -315000 | -315000 | -315000 | -315000 | -315000 | -315000 | -315000 | -315000 | -315000 | -315000 | -315000 | -315000 | -315000 | -315000 | -315000 | -315000 | -315000 | -315000 | -315000 | -315000 | -315000 | -315000 | -315000 | -315000 | -315000 | -315000 | -315000 | -315000 | -315000 | -315000 | -315000 | -315000 | -315000 | -315000 | -315000
Portfolio Dashboard

## ChartAdvisorTempSheet (hidden)
Space Planning & Management | Building Design & Construction Standards | Short-term Energy Conservation Measures | Mid-term Energy Conservation Measures | Long-term Energy Conservation Measures | Behavior Change | Green IT | Solar DHW | On-site Wind | Rooftop Solar PV | Green Power Purchase (MCCo Reserve Fund) | Central Chiller Expansion | Reduced Air Travel | Reduced Automobile Reliance Strategies | Geo Exchange | Waste Reduction | Combined Heat & Power
2010$ | 2010$ | 2010$ | 2010$ | 2010$ | 2010$ | 2010$ | 2010$ | 2010$ | 2010$ | 2010$ | 2010$ | 2010$ | 2010$ | 2010$ | 2010$ | 2010$
26877901.7589 | 12739953.0991 | 7941603.621 | 6781203.7733 | 1176257.0945 | 5296674.7379 | 9910631.3745 | 0 | 236953.7639 | 747925.0967 | 8247322.8045 | 21754307.6091 | 0 | 0 | -811465.5717 | 0 | 103960345.703

## PortCAPEX
Incremental CAPEX | Units | PV (2011$) | 2011 | 2012 | 2013 | 2014 | 2015 | 2016 | 2017 | 2018 | 2019 | 2020 | 2021 | 2022 | 2023 | 2024 | 2025 | 2026 | 2027 | 2028 | 2029 | 2030 | 2031 | 2032 | 2033 | 2034 | 2035 | 2036 | 2037 | 2038 | 2039 | 2040 | 2041 | 2042 | 2043 | 2044 | 2045 | 2046 | 2047 | 2048 | 2049 | 2050 | 2016-2020 | 2021-2025 | 2026-2030 | 2031-2035 | 2036-2040 | 2041-2045 | 2046-2050
Behavior Change | 2010$ | 0 | 0 | 0 | 0 | 0 | 0 | 0 | 0 | 0 | 0 | 0 | 0 | 0 | 0 | 0 | 0 | 0 | 0 | 0 | 0 | 0 | 0 | 0 | 0 | 0 | 0 | 0 | 0 | 0 | 0 | 0 | 0 | 0 | 0 | 0 | 0 | 0 | 0 | 0 | 0 | 0 | 0 | 0 | 0 | 0 | 0 | 0 | 0
Building Design & Construction Standards | 2010$ | 0 | 0 | 0 | 0 | 0 | 0 | 0 | 0 | 0 | 0 | 0 | 0 | 0 | 0 | 0 | 0 | 0 | 0 | 0 | 0 | 0 | 0 | 0 | 0 | 0 | 0 | 0 | 0 | 0 | 0 | 0 | 0 | 0 | 0 | 0 | 0 | 0 | 0 | 0 | 0 | 0 | 0 | 0 | 0 | 0 | 0 | 0 | 0
Space Planning & Management | 2010$ | 374648367.1332 | 0 | 25224484.2374 | 25224484.2374 | 25224484.2374 | 25224484.2374 | 25224484.2374 | 25224484.2374 | 25224484.2374 | 25224484.2374 | 25224484.2374 | 25224484.2374 | 25224484.2374 | 25224484.2374 | 25224484.2374 | 25224484.2374 | 25224484.2374 | 25224484.2374 | 25224484.2374 | 25224484.2374 | 25224484.2374 | 25224484.2374 | 25224484.2374 | 25224484.2374 | 25224484.2374 | 25224484.2374 | 25224484.2374 | 25224484.2374 | 25224484.2374 | 25224484.2374 | 25224484.2374 | 25224484.2374 | 25224484.2374 | 25224484.2374 | 25224484.2374 | 25224484.2374 | 25224484.2374 | 25224484.2374 | 25224484.2374 | 25224484.2374 | 25224484.2374 | 126122421.1871 | 126122421.1871 | 126122421.1871 | 126122421.1871 | 126122421.1871 | 126122421.1871 | 126122421.1871
Central Chiller Expansion | 2010$ | 5230250.9951 | 0 | 0 | 0 | 0 | 550000 | 550000 | 550000 | 550000 | 550000 | 550000 | 550000 | 550000 | 550000 | 550000 | 550000 | 550000 | 550000 | 550000 | 550000 | 550000 | 550000 | 550000 | 550000 | 550000 | 0 | 0 | 0 | 0 | 0 | 0 | 0 | 0 | 0 | 0 | 0 | 0 | 0 | 0 | 0 | 0 | 2750000 | 2750000 | 2750000 | 2200000 | 0 | 0 | 0
Short-term Energy Conservation Measures | 2010$ | 0 | 0 | 0 | 0 | 0 | 0 | 0 | 0 | 0 | 0 | 0 | 0 | 0 | 0 | 0 | 0 | 0 | 0 | 0 | 0 | 0 | 0 | 0 | 0 | 0 | 0 | 0 | 0 | 0 | 0 | 0 | 0 | 0 | 0 | 0 | 0 | 0 | 0 | 0 | 0 | 0 | 0 | 0 | 0 | 0 | 0 | 0 | 0
Mid-term Energy Conservation Measures | 2010$ | 0 | 0 | 0 | 0 | 0 | 0 | 0 | 0 | 0 | 0 | 0 | 0 | 0 | 0 | 0 | 0 | 0 | 0 | 0 | 0 | 0 | 0 | 0 | 0 | 0 | 0 | 0 | 0 | 0 | 0 | 0 | 0 | 0 | 0 | 0 | 0 | 0 | 0 | 0 | 0 | 0 | 0 | 0 | 0 | 0 | 0 | 0 | 0
Long-term Energy Conservation Measures | 2010$ | 0 | 0 | 0 | 0 | 0 | 0 | 0 | 0 | 0 | 0 | 0 | 0 | 0 | 0 | 0 | 0 | 0 | 0 | 0 | 0 | 0 | 0 | 0 | 0 | 0 | 0 | 0 | 0 | 0 | 0 | 0 | 0 | 0 | 0 | 0 | 0 | 0 | 0 | 0 | 0 | 0 | 0 | 0 | 0 | 0 | 0 | 0 | 0
Green IT | 2010$ | 0 | 0 | 0 | 0 | 0 | 0 | 0 | 0 | 0 | 0 | 0 | 0 | 0 | 0 | 0 | 0 | 0 | 0 | 0 | 0 | 0 | 0 | 0 | 0 | 0 | 0 | 0 | 0 | 0 | 0 | 0 | 0 | 0 | 0 | 0 | 0 | 0 | 0 | 0 | 0 | 0 | 0 | 0 | 0 | 0 | 0 | 0 | 0
Reduced Air Travel | 2010$ | 0 | 0 | 0 | 0 | 0 | 0 | 0 | 0 | 0 | 0 | 0 | 0 | 0 | 0 | 0 | 0 | 0 | 0 | 0 | 0 | 0 | 0 | 0 | 0 | 0 | 0 | 0 | 0 | 0 | 0 | 0 | 0 | 0 | 0 | 0 | 0 | 0 | 0 | 0 | 0 | 0 | 0 | 0 | 0 | 0 | 0 | 0 | 0
Reduced Automobile Reliance Strategies | 2010$ | 0 | 0 | 0 | 0 | 0 | 0 | 0 | 0 | 0 | 0 | 0 | 0 | 0 | 0 | 0 | 0 | 0 | 0 | 0 | 0 | 0 | 0 | 0 | 0 | 0 | 0 | 0 | 0 | 0 | 0 | 0 | 0 | 0 | 0 | 0 | 0 | 0 | 0 | 0 | 0 | 0 | 0 | 0 | 0 | 0 | 0 | 0 | 0
Waste Reduction | 2010$ | 0 | 0 | 0 | 0 | 0 | 0 | 0 | 0 | 0 | 0 | 0 | 0 | 0 | 0 | 0 | 0 | 0 | 0 | 0 | 0 | 0 | 0 | 0 | 0 | 0 | 0 | 0 | 0 | 0 | 0 | 0 | 0 | 0 | 0 | 0 | 0 | 0 | 0 | 0 | 0 | 0 | 0 | 0 | 0 | 0 | 0 | 0 | 0
Steam Line Improvements | 2010$ | 0 | 0 | 0 | 0 | 0 | 0 | 0 | 0 | 0 | 0 | 0 | 0 | 0 | 0 | 0 | 0 | 0 | 0 | 0 | 0 | 0 | 0 | 0 | 0 | 0 | 0 | 0 | 0 | 0 | 0 | 0 | 0 | 0 | 0 | 0 | 0 | 0 | 0 | 0 | 0 | 0 | 0 | 0 | 0 | 0 | 0 | 0 | 0
Coal to Natural Gas Conversion @ Steam Plant | 2010$ | 0 | 0 | 0 | 0 | 0 | 0 | 0 | 0 | 0 | 0 | 0 | 0 | 0 | 0 | 0 | 0 | 0 | 0 | 0 | 0 | 0 | 0 | 0 | 0 | 0 | 0 | 0 | 0 | 0 | 0 | 0 | 0 | 0 | 0 | 0 | 0 | 0 | 0 | 0 | 0 | 0 | 0 | 0 | 0 | 0 | 0 | 0 | 0
On-site Wind | 2010$ | 0 | 0 | 0 | 0 | 0 | 0 | 0 | 0 | 0 | 0 | 0 | 0 | 0 | 0 | 0 | 0 | 0 | 0 | 0 | 0 | 0 | 0 | 0 | 0 | 0 | 0 | 0 | 0 | 0 | 0 | 0 | 0 | 0 | 0 | 0 | 0 | 0 | 0 | 0 | 0 | 0 | 0 | 0 | 0 | 0 | 0 | 0 | 0
Solar DHW | 2010$ | 0 | 0 | 0 | 0 | 0 | 0 | 0 | 0 | 0 | 0 | 0 | 0 | 0 | 0 | 0 | 0 | 0 | 0 | 0 | 0 | 0 | 0 | 0 | 0 | 0 | 0 | 0 | 0 | 0 | 0 | 0 | 0 | 0 | 0 | 0 | 0 | 0 | 0 | 0 | 0 | 0 | 0 | 0 | 0 | 0 | 0 | 0 | 0
Geo Exchange | 2010$ | 0 | 0 | 0 | 0 | 0 | 0 | 0 | 0 | 0 | 0 | 0 | 0 | 0 | 0 | 0 | 0 | 0 | 0 | 0 | 0 | 0 | 0 | 0 | 0 | 0 | 0 | 0 | 0 | 0 | 0 | 0 | 0 | 0 | 0 | 0 | 0 | 0 | 0 | 0 | 0 | 0 | 0 | 0 | 0 | 0 | 0 | 0 | 0
Rooftop Solar PV | 2010$ | 0 | 0 | 0 | 0 | 0 | 0 | 0 | 0 | 0 | 0 | 0 | 0 | 0 | 0 | 0 | 0 | 0 | 0 | 0 | 0 | 0 | 0 | 0 | 0 | 0 | 0 | 0 | 0 | 0 | 0 | 0 | 0 | 0 | 0 | 0 | 0 | 0 | 0 | 0 | 0 | 0 | 0 | 0 | 0 | 0 | 0 | 0 | 0
Blank | 2010$ | 0 | 0 | 0 | 0 | 0 | 0 | 0 | 0 | 0 | 0 | 0 | 0 | 0 | 0 | 0 | 0 | 0 | 0 | 0 | 0 | 0 | 0 | 0 | 0 | 0 | 0 | 0 | 0 | 0 | 0 | 0 | 0 | 0 | 0 | 0 | 0 | 0 | 0 | 0 | 0 | 0 | 0 | 0 | 0 | 0 | 0 | 0 | 0
Blank | 2010$ | 0 | 0 | 0 | 0 | 0 | 0 | 0 | 0 | 0 | 0 | 0 | 0 | 0 | 0 | 0 | 0 | 0 | 0 | 0 | 0 | 0 | 0 | 0 | 0 | 0 | 0 | 0 | 0 | 0 | 0 | 0 | 0 | 0 | 0 | 0 | 0 | 0 | 0 | 0 | 0 | 0 | 0 | 0 | 0 | 0 | 0 | 0 | 0
Blank | 2010$ | 0 | 0 | 0 | 0 | 0 | 0 | 0 | 0 | 0 | 0 | 0 | 0 | 0 | 0 | 0 | 0 | 0 | 0 | 0 | 0 | 0 | 0 | 0 | 0 | 0 | 0 | 0 | 0 | 0 | 0 | 0 | 0 | 0 | 0 | 0 | 0 | 0 | 0 | 0 | 0 | 0 | 0 | 0 | 0 | 0 | 0 | 0 | 0
Blank | 2010$ | 0 | 0 | 0 | 0 | 0 | 0 | 0 | 0 | 0 | 0 | 0 | 0 | 0 | 0 | 0 | 0 | 0 | 0 | 0 | 0 | 0 | 0 | 0 | 0 | 0 | 0 | 0 | 0 | 0 | 0 | 0 | 0 | 0 | 0 | 0 | 0 | 0 | 0 | 0 | 0 | 0 | 0 | 0 | 0 | 0 | 0 | 0 | 0
Blank | 2010$ | 0 | 0 | 0 | 0 | 0 | 0 | 0 | 0 | 0 | 0 | 0 | 0 | 0 | 0 | 0 | 0 | 0 | 0 | 0 | 0 | 0 | 0 | 0 | 0 | 0 | 0 | 0 | 0 | 0 | 0 | 0 | 0 | 0 | 0 | 0 | 0 | 0 | 0 | 0 | 0 | 0 | 0 | 0 | 0 | 0 | 0 | 0 | 0
Blank | 2010$ | 0 | 0 | 0 | 0 | 0 | 0 | 0 | 0 | 0 | 0 | 0 | 0 | 0 | 0 | 0 | 0 | 0 | 0 | 0 | 0 | 0 | 0 | 0 | 0 | 0 | 0 | 0 | 0 | 0 | 0 | 0 | 0 | 0 | 0 | 0 | 0 | 0 | 0 | 0 | 0 | 0 | 0 | 0 | 0 | 0 | 0 | 0 | 0
Blank | 2010$ | 0 | 0 | 0 | 0 | 0 | 0 | 0 | 0 | 0 | 0 | 0 | 0 | 0 | 0 | 0 | 0 | 0 | 0 | 0 | 0 | 0 | 0 | 0 | 0 | 0 | 0 | 0 | 0 | 0 | 0 | 0 | 0 | 0 | 0 | 0 | 0 | 0 | 0 | 0 | 0 | 0 | 0 | 0 | 0 | 0 | 0 | 0 | 0
Blank | 2010$ | 0 | 0 | 0 | 0 | 0 | 0 | 0 | 0 | 0 | 0 | 0 | 0 | 0 | 0 | 0 | 0 | 0 | 0 | 0 | 0 | 0 | 0 | 0 | 0 | 0 | 0 | 0 | 0 | 0 | 0 | 0 | 0 | 0 | 0 | 0 | 0 | 0 | 0 | 0 | 0 | 0 | 0 | 0 | 0 | 0 | 0 | 0 | 0
Blank | 2010$ | 0 | 0 | 0 | 0 | 0 | 0 | 0 | 0 | 0 | 0 | 0 | 0 | 0 | 0 | 0 | 0 | 0 | 0 | 0 | 0 | 0 | 0 | 0 | 0 | 0 | 0 | 0 | 0 | 0 | 0 | 0 | 0 | 0 | 0 | 0 | 0 | 0 | 0 | 0 | 0 | 0 | 0 | 0 | 0 | 0 | 0 | 0 | 0
Blank | 2010$ | 0 | 0 | 0 | 0 | 0 | 0 | 0 | 0 | 0 | 0 | 0 | 0 | 0 | 0 | 0 | 0 | 0 | 0 | 0 | 0 | 0 | 0 | 0 | 0 | 0 | 0 | 0 | 0 | 0 | 0 | 0 | 0 | 0 | 0 | 0 | 0 | 0 | 0 | 0 | 0 | 0 | 0 | 0 | 0 | 0 | 0 | 0 | 0
Blank | 2010$ | 0 | 0 | 0 | 0 | 0 | 0 | 0 | 0 | 0 | 0 | 0 | 0 | 0 | 0 | 0 | 0 | 0 | 0 | 0 | 0 | 0 | 0 | 0 | 0 | 0 | 0 | 0 | 0 | 0 | 0 | 0 | 0 | 0 | 0 | 0 | 0 | 0 | 0 | 0 | 0 | 0 | 0 | 0 | 0 | 0 | 0 | 0 | 0
Blank | 2010$ | 0 | 0 | 0 | 0 | 0 | 0 | 0 | 0 | 0 | 0 | 0 | 0 | 0 | 0 | 0 | 0 | 0 | 0 | 0 | 0 | 0 | 0 | 0 | 0 | 0 | 0 | 0 | 0 | 0 | 0 | 0 | 0 | 0 | 0 | 0 | 0 | 0 | 0 | 0 | 0 | 0 | 0 | 0 | 0 | 0 | 0 | 0 | 0
Blank | 2010$ | 0 | 0 | 0 | 0 | 0 | 0 | 0 | 0 | 0 | 0 | 0 | 0 | 0 | 0 | 0 | 0 | 0 | 0 | 0 | 0 | 0 | 0 | 0 | 0 | 0 | 0 | 0 | 0 | 0 | 0 | 0 | 0 | 0 | 0 | 0 | 0 | 0 | 0 | 0 | 0 | 0 | 0 | 0 | 0 | 0 | 0 | 0 | 0
Avoided Capital Cost | 2010$ | 379878618.1283 | 0 | 25224484.2374 | 25224484.2374 | 25224484.2374 | 25774484.2374 | 25774484.2374 | 25774484.2374 | 25774484.2374 | 25774484.2374 | 25774484.2374 | 25774484.2374 | 25774484.2374 | 25774484.2374 | 25774484.2374 | 25774484.2374 | 25774484.2374 | 25774484.2374 | 25774484.2374 | 25774484.2374 | 25774484.2374 | 25774484.2374 | 25774484.2374 | 25774484.2374 | 25774484.2374 | 25224484.2374 | 25224484.2374 | 25224484.2374 | 25224484.2374 | 25224484.2374 | 25224484.2374 | 25224484.2374 | 25224484.2374 | 25224484.2374 | 25224484.2374 | 25224484.2374 | 25224484.2374 | 25224484.2374 | 25224484.2374 | 25224484.2374 | 25224484.2374 | 128872421.1871 | 128872421.1871 | 128872421.1871 | 128322421.1871 | 126122421.1871 | 126122421.1871 | 126122421.1871
Behavior Change | 2010$ | 0 | 0 | 0 | 0 | 0 | 0 | 0 | 0 | 0 | 0 | 0 | 0 | 0 | 0 | 0 | 0 | 0 | 0 | 0 | 0 | 0 | 0 | 0 | 0 | 0 | 0 | 0 | 0 | 0 | 0 | 0 | 0 | 0 | 0 | 0 | 0 | 0 | 0 | 0 | 0 | 0 | 0 | 0 | 0 | 0 | 0 | 0 | 0
Building Design & Construction Standards | 2010$ | -9602826.9965 | 0 | -440231.7073 | -2365231.7073 | -965231.7073 | -440231.7073 | -1840231.7073 | -440231.7073 | -440231.7073 | -440231.7073 | -440231.7073 | -440231.7073 | -440231.7073 | -440231.7073 | -440231.7073 | -440231.7073 | -440231.7073 | -440231.7073 | -440231.7073 | -440231.7073 | -440231.7073 | -440231.7073 | -440231.7073 | -440231.7073 | -440231.7073 | -440231.7073 | -440231.7073 | -440231.7073 | -440231.7073 | -440231.7073 | -440231.7073 | -440231.7073 | -440231.7073 | -440231.7073 | -440231.7073 | -440231.7073 | -440231.7073 | -440231.7073 | -440231.7073 | -440231.7073 | -440231.7073 | -3601158.5366 | -2201158.5366 | -2201158.5366 | -2201158.5366 | -2201158.5366 | -2201158.5366 | -2201158.5366
Space Planning & Management | 2010$ | 0 | 0 | 0 | 0 | 0 | 0 | 0 | 0 | 0 | 0 | 0 | 0 | 0 | 0 | 0 | 0 | 0 | 0 | 0 | 0 | 0 | 0 | 0 | 0 | 0 | 0 | 0 | 0 | 0 | 0 | 0 | 0 | 0 | 0 | 0 | 0 | 0 | 0 | 0 | 0 | 0 | 0 | 0 | 0 | 0 | 0 | 0 | 0
Central Chiller Expansion | 2010$ | -1690546.9278 | 0 | -600000 | 0 | -982035.3407 | 0 | -504630.5143 | 0 | 0 | 0 | 0 | 0 | 0 | 0 | 0 | 0 | 0 | 0 | 0 | 0 | 0 | 0 | 0 | 0 | 0 | 0 | 0 | 0 | 0 | 0 | 0 | 0 | 0 | 0 | 0 | 0 | 0 | 0 | 0 | 0 | 0 | -504630.5143 | 0 | 0 | 0 | 0 | 0 | 0
Short-term Energy Conservation Measures | 2010$ | -1570304.7353 | 0 | -389653 | -389653 | -389653 | -389653 | -389653 | 0 | 0 | 0 | 0 | 0 | 0 | 0 | 0 | 0 | 0 | 0 | 0 | 0 | 0 | 0 | 0 | 0 | 0 | 0 | 0 | 0 | 0 | 0 | 0 | 0 | 0 | 0 | 0 | 0 | 0 | 0 | 0 | 0 | 0 | -389653 | 0 | 0 | 0 | 0 | 0 | 0
Mid-term Energy Conservation Measures | 2010$ | -3421010.1138 | 0 | 0 | 0 | 0 | 0 | 0 | -753244.375 | -753244.375 | -753244.375 | -753244.375 | -753244.375 | -753244.375 | -753244.375 | -753244.375 | 0 | 0 | 0 | 0 | 0 | 0 | 0 | 0 | 0 | 0 | 0 | 0 | 0 | 0 | 0 | 0 | 0 | 0 | 0 | 0 | 0 | 0 | 0 | 0 | 0 | 0 | -3012977.5 | -3012977.5 | 0 | 0 | 0 | 0 | 0
Long-term Energy Conservation Measures | 2010$ | -2900388.9718 | 0 | 0 | 0 | 0 | 0 | 0 | 0 | 0 | 0 | 0 | 0 | 0 | 0 | 0 | -831862 | -831862 | -831862 | -831862 | -831862 | -831862 | -831862 | -831862 | -831862 | -831862 | 0 | 0 | 0 | 0 | 0 | 0 | 0 | 0 | 0 | 0 | 0 | 0 | 0 | 0 | 0 | 0 | 0 | -831862 | -4159310 | -3327448 | 0 | 0 | 0
Green IT | 2010$ | -22523.1701 | 0 | 0 | -9333.3333 | -9333.3333 | -9333.3333 | 0 | 0 | 0 | 0 | 0 | 0 | 0 | 0 | 0 | 0 | 0 | 0 | 0 | 0 | 0 | 0 | 0 | 0 | 0 | 0 | 0 | 0 | 0 | 0 | 0 | 0 | 0 | 0 | 0 | 0 | 0 | 0 | 0 | 0 | 0 | 0 | 0 | 0 | 0 | 0 | 0 | 0
Reduced Air Travel | 2010$ | 0 | 0 | 0 | 0 | 0 | 0 | 0 | 0 | 0 | 0 | 0 | 0 | 0 | 0 | 0 | 0 | 0 | 0 | 0 | 0 | 0 | 0 | 0 | 0 | 0 | 0 | 0 | 0 | 0 | 0 | 0 | 0 | 0 | 0 | 0 | 0 | 0 | 0 | 0 | 0 | 0 | 0 | 0 | 0 | 0 | 0 | 0 | 0
Reduced Automobile Reliance Strategies | 2010$ | 0 | 0 | 0 | 0 | 0 | 0 | 0 | 0 | 0 | 0 | 0 | 0 | 0 | 0 | 0 | 0 | 0 | 0 | 0 | 0 | 0 | 0 | 0 | 0 | 0 | 0 | 0 | 0 | 0 | 0 | 0 | 0 | 0 | 0 | 0 | 0 | 0 | 0 | 0 | 0 | 0 | 0 | 0 | 0 | 0 | 0 | 0 | 0
Waste Reduction | 2010$ | 0 | 0 | 0 | 0 | 0 | 0 | 0 | 0 | 0 | 0 | 0 | 0 | 0 | 0 | 0 | 0 | 0 | 0 | 0 | 0 | 0 | 0 | 0 | 0 | 0 | 0 | 0 | 0 | 0 | 0 | 0 | 0 | 0 | 0 | 0 | 0 | 0 | 0 | 0 | 0 | 0 | 0 | 0 | 0 | 0 | 0 | 0 | 0
Steam Line Improvements | 2010$ | -675002.0162 | 0 | -600000 | 0 | 0 | 0 | 0 | 0 | 0 | 0 | 0 | 0 | 0 | 0 | 0 | 0 | 0 | 0 | 0 | 0 | 0 | 0 | 0 | 0 | 0 | 0 | 0 | -600000 | 0 | 0 | 0 | 0 | 0 | 0 | 0 | 0 | 0 | 0 | 0 | 0 | 0 | 0 | 0 | 0 | 0 | -600000 | 0 | 0
Coal to Natural Gas Conversion @ Steam Plant | 2010$ | 0 | 0 | 0 | 0 | 0 | 0 | 0 | 0 | 0 | 0 | 0 | 0 | 0 | 0 | 0 | 0 | 0 | 0 | 0 | 0 | 0 | 0 | 0 | 0 | 0 | 0 | 0 | 0 | 0 | 0 | 0 | 0 | 0 | 0 | 0 | 0 | 0 | 0 | 0 | 0 | 0 | 0 | 0 | 0 | 0 | 0 | 0 | 0
On-site Wind | 2010$ | -94680.328 | -100000 | 0 | 0 | 0 | 0 | 0 | 0 | 0 | 0 | 0 | 0 | 0 | 0 | 0 | 0 | 0 | 0 | 0 | 0 | 0 | 0 | 0 | 0 | 0 | 0 | 0 | 0 | 0 | 0 | 0 | 0 | 0 | 0 | 0 | 0 | 0 | 0 | 0 | 0 | 0 | 0 | 0 | 0 | 0 | 0 | 0 | 0
Solar DHW | 2010$ | -69075.2063 | 0 | -61400 | 0 | 0 | 0 | 0 | 0 | 0 | 0 | 0 | 0 | 0 | 0 | 0 | 0 | 0 | 0 | 0 | 0 | 0 | 0 | 0 | 0 | 0 | 0 | 0 | -61400 | 0 | 0 | 0 | 0 | 0 | 0 | 0 | 0 | 0 | 0 | 0 | 0 | 0 | 0 | 0 | 0 | 0 | -61400 | 0 | 0
Geo Exchange | 2010$ | -1388278.6977 | 0 | 0 | -862500 | 0 | -862500 | 0 | 0 | 0 | 0 | 0 | 0 | 0 | 0 | 0 | 0 | 0 | 0 | 0 | 0 | 0 | 0 | 0 | 0 | 0 | 0 | 0 | 0 | 0 | 0 | 0 | 0 | 0 | 0 | 0 | 0 | 0 | 0 | 0 | 0 | 0 | 0 | 0 | 0 | 0 | 0 | 0 | 0
Rooftop Solar PV | 2010$ | -3228284.5021 | 0 | 0 | 0 | 0 | -4243000 | 0 | 0 | 0 | 0 | 0 | 0 | 0 | 0 | 0 | 0 | 0 | 0 | 0 | 0 | 0 | 0 | 0 | 0 | 0 | 0 | 0 | 0 | 0 | 0 | 0 | 0 | 0 | 0 | 0 | 0 | 0 | 0 | 0 | 0 | 0 | 0 | 0 | 0 | 0 | 0 | 0 | 0
New Capital Cost | 2010$ | -24662921.6658 | -100000 | -2091284.7073 | -3626718.0407 | -2346253.3813 | -5944718.0407 | -2734515.2216 | -1193476.0823 | -1193476.0823 | -1193476.0823 | -1193476.0823 | -1193476.0823 | -1193476.0823 | -1193476.0823 | -1193476.0823 | -1272093.7073 | -1272093.7073 | -1272093.7073 | -1272093.7073 | -1272093.7073 | -1272093.7073 | -1272093.7073 | -1272093.7073 | -1272093.7073 | -1272093.7073 | -440231.7073 | -440231.7073 | -1101631.7073 | -440231.7073 | -440231.7073 | -440231.7073 | -440231.7073 | -440231.7073 | -440231.7073 | -440231.7073 | -440231.7073 | -440231.7073 | -440231.7073 | -440231.7073 | -440231.7073 | -440231.7073 | -7508419.5509 | -6045998.0366 | -6360468.5366 | -5528606.5366 | -2862558.5366 | -2201158.5366 | -2201158.5366
Behavior Change | 2010$ | 0 | 0 | 0 | 0 | 0 | 0 | 0 | 0 | 0 | 0 | 0 | 0 | 0 | 0 | 0 | 0 | 0 | 0 | 0 | 0 | 0 | 0 | 0 | 0 | 0 | 0 | 0 | 0 | 0 | 0 | 0 | 0 | 0 | 0 | 0 | 0 | 0 | 0 | 0 | 0 | 0 | 0 | 0 | 0 | 0 | 0 | 0 | 0
Building Design & Construction Standards | 2010$ | -9602826.9965 | 0 | -440231.7073 | -2365231.7073 | -965231.7073 | -440231.7073 | -1840231.7073 | -440231.7073 | -440231.7073 | -440231.7073 | -440231.7073 | -440231.7073 | -440231.7073 | -440231.7073 | -440231.7073 | -440231.7073 | -440231.7073 | -440231.7073 | -440231.7073 | -440231.7073 | -440231.7073 | -440231.7073 | -440231.7073 | -440231.7073 | -440231.7073 | -440231.7073 | -440231.7073 | -440231.7073 | -440231.7073 | -440231.7073 | -440231.7073 | -440231.7073 | -440231.7073 | -440231.7073 | -440231.7073 | -440231.7073 | -440231.7073 | -440231.7073 | -440231.7073 | -440231.7073 | -440231.7073 | -3601158.5366 | -2201158.5366 | -2201158.5366 | -2201158.5366 | -2201158.5366 | -2201158.5366 | -2201158.5366
Space Planning & Management | 2010$ | 374648367.1332 | 0 | 25224484.2374 | 25224484.2374 | 25224484.2374 | 25224484.2374 | 25224484.2374 | 25224484.2374 | 25224484.2374 | 25224484.2374 | 25224484.2374 | 25224484.2374 | 25224484.2374 | 25224484.2374 | 25224484.2374 | 25224484.2374 | 25224484.2374 | 25224484.2374 | 25224484.2374 | 25224484.2374 | 25224484.2374 | 25224484.2374 | 25224484.2374 | 25224484.2374 | 25224484.2374 | 25224484.2374 | 25224484.2374 | 25224484.2374 | 25224484.2374 | 25224484.2374 | 25224484.2374 | 25224484.2374 | 25224484.2374 | 25224484.2374 | 25224484.2374 | 25224484.2374 | 25224484.2374 | 25224484.2374 | 25224484.2374 | 25224484.2374 | 25224484.2374 | 126122421.1871 | 126122421.1871 | 126122421.1871 | 126122421.1871 | 126122421.1871 | 126122421.1871 | 126122421.1871
Central Chiller Expansion | 2010$ | 3539704.0673 | 0 | -600000 | 0 | -982035.3407 | 550000 | 45369.4857 | 550000 | 550000 | 550000 | 550000 | 550000 | 550000 | 550000 | 550000 | 550000 | 550000 | 550000 | 550000 | 550000 | 550000 | 550000 | 550000 | 550000 | 550000 | 0 | 0 | 0 | 0 | 0 | 0 | 0 | 0 | 0 | 0 | 0 | 0 | 0 | 0 | 0 | 0 | 2245369.4857 | 2750000 | 2750000 | 2200000 | 0 | 0 | 0
Short-term Energy Conservation Measures | 2010$ | -1570304.7353 | 0 | -389653 | -389653 | -389653 | -389653 | -389653 | 0 | 0 | 0 | 0 | 0 | 0 | 0 | 0 | 0 | 0 | 0 | 0 | 0 | 0 | 0 | 0 | 0 | 0 | 0 | 0 | 0 | 0 | 0 | 0 | 0 | 0 | 0 | 0 | 0 | 0 | 0 | 0 | 0 | 0 | -389653 | 0 | 0 | 0 | 0 | 0 | 0
Mid-term Energy Conservation Measures | 2010$ | -3421010.1138 | 0 | 0 | 0 | 0 | 0 | 0 | -753244.375 | -753244.375 | -753244.375 | -753244.375 | -753244.375 | -753244.375 | -753244.375 | -753244.375 | 0 | 0 | 0 | 0 | 0 | 0 | 0 | 0 | 0 | 0 | 0 | 0 | 0 | 0 | 0 | 0 | 0 | 0 | 0 | 0 | 0 | 0 | 0 | 0 | 0 | 0 | -3012977.5 | -3012977.5 | 0 | 0 | 0 | 0 | 0
Long-term Energy Conservation Measures | 2010$ | -2900388.9718 | 0 | 0 | 0 | 0 | 0 | 0 | 0 | 0 | 0 | 0 | 0 | 0 | 0 | 0 | -831862 | -831862 | -831862 | -831862 | -831862 | -831862 | -831862 | -831862 | -831862 | -831862 | 0 | 0 | 0 | 0 | 0 | 0 | 0 | 0 | 0 | 0 | 0 | 0 | 0 | 0 | 0 | 0 | 0 | -831862 | -4159310 | -3327448 | 0 | 0 | 0
Green IT | 2010$ | -22523.1701 | 0 | 0 | -9333.3333 | -9333.3333 | -9333.3333 | 0 | 0 | 0 | 0 | 0 | 0 | 0 | 0 | 0 | 0 | 0 | 0 | 0 | 0 | 0 | 0 | 0 | 0 | 0 | 0 | 0 | 0 | 0 | 0 | 0 | 0 | 0 | 0 | 0 | 0 | 0 | 0 | 0 | 0 | 0 | 0 | 0 | 0 | 0 | 0 | 0 | 0
Reduced Air Travel | 2010$ | 0 | 0 | 0 | 0 | 0 | 0 | 0 | 0 | 0 | 0 | 0 | 0 | 0 | 0 | 0 | 0 | 0 | 0 | 0 | 0 | 0 | 0 | 0 | 0 | 0 | 0 | 0 | 0 | 0 | 0 | 0 | 0 | 0 | 0 | 0 | 0 | 0 | 0 | 0 | 0 | 0 | 0 | 0 | 0 | 0 | 0 | 0 | 0
Reduced Automobile Reliance Strategies | 2010$ | 0 | 0 | 0 | 0 | 0 | 0 | 0 | 0 | 0 | 0 | 0 | 0 | 0 | 0 | 0 | 0 | 0 | 0 | 0 | 0 | 0 | 0 | 0 | 0 | 0 | 0 | 0 | 0 | 0 | 0 | 0 | 0 | 0 | 0 | 0 | 0 | 0 | 0 | 0 | 0 | 0 | 0 | 0 | 0 | 0 | 0 | 0 | 0
Waste Reduction | 2010$ | 0 | 0 | 0 | 0 | 0 | 0 | 0 | 0 | 0 | 0 | 0 | 0 | 0 | 0 | 0 | 0 | 0 | 0 | 0 | 0 | 0 | 0 | 0 | 0 | 0 | 0 | 0 | 0 | 0 | 0 | 0 | 0 | 0 | 0 | 0 | 0 | 0 | 0 | 0 | 0 | 0 | 0 | 0 | 0 | 0 | 0 | 0 | 0
Steam Line Improvements | 2010$ | -675002.0162 | 0 | -600000 | 0 | 0 | 0 | 0 | 0 | 0 | 0 | 0 | 0 | 0 | 0 | 0 | 0 | 0 | 0 | 0 | 0 | 0 | 0 | 0 | 0 | 0 | 0 | 0 | -600000 | 0 | 0 | 0 | 0 | 0 | 0 | 0 | 0 | 0 | 0 | 0 | 0 | 0 | 0 | 0 | 0 | 0 | -600000 | 0 | 0
Coal to Natural Gas Conversion @ Steam Plant | 2010$ | 0 | 0 | 0 | 0 | 0 | 0 | 0 | 0 | 0 | 0 | 0 | 0 | 0 | 0 | 0 | 0 | 0 | 0 | 0 | 0 | 0 | 0 | 0 | 0 | 0 | 0 | 0 | 0 | 0 | 0 | 0 | 0 | 0 | 0 | 0 | 0 | 0 | 0 | 0 | 0 | 0 | 0 | 0 | 0 | 0 | 0 | 0 | 0
On-site Wind | 2010$ | -94680.328 | -100000 | 0 | 0 | 0 | 0 | 0 | 0 | 0 | 0 | 0 | 0 | 0 | 0 | 0 | 0 | 0 | 0 | 0 | 0 | 0 | 0 | 0 | 0 | 0 | 0 | 0 | 0 | 0 | 0 | 0 | 0 | 0 | 0 | 0 | 0 | 0 | 0 | 0 | 0 | 0 | 0 | 0 | 0 | 0 | 0 | 0 | 0
Solar DHW | 2010$ | -69075.2063 | 0 | -61400 | 0 | 0 | 0 | 0 | 0 | 0 | 0 | 0 | 0 | 0 | 0 | 0 | 0 | 0 | 0 | 0 | 0 | 0 | 0 | 0 | 0 | 0 | 0 | 0 | -61400 | 0 | 0 | 0 | 0 | 0 | 0 | 0 | 0 | 0 | 0 | 0 | 0 | 0 | 0 | 0 | 0 | 0 | -61400 | 0 | 0
Geo Exchange | 2010$ | -1388278.6977 | 0 | 0 | -862500 | 0 | -862500 | 0 | 0 | 0 | 0 | 0 | 0 | 0 | 0 | 0 | 0 | 0 | 0 | 0 | 0 | 0 | 0 | 0 | 0 | 0 | 0 | 0 | 0 | 0 | 0 | 0 | 0 | 0 | 0 | 0 | 0 | 0 | 0 | 0 | 0 | 0 | 0 | 0 | 0 | 0 | 0 | 0 | 0
Rooftop Solar PV | 2010$ | -3228284.5021 | 0 | 0 | 0 | 0 | -4243000 | 0 | 0 | 0 | 0 | 0 | 0 | 0 | 0 | 0 | 0 | 0 | 0 | 0 | 0 | 0 | 0 | 0 | 0 | 0 | 0 | 0 | 0 | 0 | 0 | 0 | 0 | 0 | 0 | 0 | 0 | 0 | 0 | 0 | 0 | 0 | 0 | 0 | 0 | 0 | 0 | 0 | 0
Incremental Capital | 2010$ | 355215696.4625 | -100000 | 23133199.5301 | 21597766.1968 | 22878230.8561 | 19829766.1968 | 23039969.0158 | 24581008.1551 | 24581008.1551 | 24581008.1551 | 24581008.1551 | 24581008.1551 | 24581008.1551 | 24581008.1551 | 24581008.1551 | 24502390.5301 | 24502390.5301 | 24502390.5301 | 24502390.5301 | 24502390.5301 | 24502390.5301 | 24502390.5301 | 24502390.5301 | 24502390.5301 | 24502390.5301 | 24784252.5301 | 24784252.5301 | 24122852.5301 | 24784252.5301 | 24784252.5301 | 24784252.5301 | 24784252.5301 | 24784252.5301 | 24784252.5301 | 24784252.5301 | 24784252.5301 | 24784252.5301 | 24784252.5301 | 24784252.5301 | 24784252.5301 | 24784252.5301 | 121364001.6362 | 122826423.1506 | 122511952.6506 | 122793814.6506 | 123259862.6506 | 123921262.6506 | 123921262.6506
HOME

## PortOPEXwFuel
Incremental OPEX (Non-Fuel and Fuel) | Units | PV (2011$) | 2011 | 2012 | 2013 | 2014 | 2015 | 2016 | 2017 | 2018 | 2019 | 2020 | 2021 | 2022 | 2023 | 2024 | 2025 | 2026 | 2027 | 2028 | 2029 | 2030 | 2031 | 2032 | 2033 | 2034 | 2035 | 2036 | 2037 | 2038 | 2039 | 2040 | 2041 | 2042 | 2043 | 2044 | 2045 | 2046 | 2047 | 2048 | 2049 | 2050 | 2016-2020 | 2021-2025 | 2026-2030 | 2031-2035 | 2036-2040 | 2041-2045 | 2046-2050
Behavior Change | 2010$ | 5460742.8145 | 0 | 0 | 53551.204 | 106568.7606 | 158816.4971 | 211097.0068 | 262678.6678 | 313757.2601 | 353910.4962 | 393634.9048 | 432919.7951 | 471754.4013 | 510127.8791 | 507434.5404 | 508222.4115 | 509000.3579 | 509768.3885 | 510526.5081 | 511274.7174 | 512013.013 | 512741.3876 | 513459.8303 | 514168.3266 | 514866.8584 | 516831.5749 | 518799.043 | 520769.3308 | 522742.5041 | 524718.6264 | 526697.7592 | 528679.9618 | 530665.2914 | 532653.8036 | 534645.5519 | 536640.5882 | 538638.9626 | 540640.7238 | 542645.9186 | 544654.5925 | 546666.7898 | 1535078.3357 | 2430459.0274 | 2552582.9849 | 2572067.9779 | 2613727.2635 | 2663285.1969 | 2713246.9872
Building Design & Construction Standards | 2010$ | 19180497.9728 | 0 | 91394.6418 | 410164.8554 | 535078.7528 | 586445.3508 | 841889.9592 | 896391.0017 | 951515.6626 | 1007264.2711 | 1063637.3324 | 1120635.5197 | 1178259.6672 | 1236510.7632 | 1295389.9435 | 1354898.4856 | 1415037.8031 | 1475809.4402 | 1537215.0668 | 1599256.4739 | 1661935.5695 | 1725254.3737 | 1789215.0158 | 1853819.7298 | 1919070.8516 | 1984970.8153 | 2051522.1507 | 2118727.4797 | 2186589.5144 | 2255111.0538 | 2324294.9822 | 2394144.266 | 2464661.9525 | 2535851.1672 | 2607715.1121 | 2680257.0642 | 2753480.3733 | 2827388.4608 | 2901984.818 | 2977273.0046 | 3053256.6477 | 4760698.2269 | 6185694.3791 | 7689254.3535 | 9272330.7862 | 10936245.1807 | 12682629.5621 | 14513383.3045
Space Planning & Management | 2010$ | 100412169.8392 | 237052.0534 | 885459.0474 | 1331199.9479 | 1778968.5087 | 2228779.9121 | 2680649.4418 | 3134592.4829 | 3590624.5232 | 4048761.1531 | 4509018.0673 | 4971411.0643 | 5435956.0479 | 5902669.0273 | 6371566.1182 | 6842663.5432 | 7315977.6323 | 7791524.8242 | 8269321.6663 | 8749384.8156 | 9231731.0396 | 9716377.2168 | 10203340.3372 | 10692637.5035 | 11184285.9313 | 11678302.9501 | 12174706.0038 | 12673512.6516 | 13174740.5687 | 13678407.5469 | 14184531.4954 | 14693130.4415 | 15204222.5313 | 15717826.0306 | 16233959.3255 | 16752640.923 | 17273889.4522 | 17797723.6646 | 18324162.4351 | 18853224.7628 | 19384929.7714 | 17963645.6684 | 29524265.801 | 41357939.9781 | 53474943.9388 | 65885898.2664 | 78601779.2519 | 91633930.086
Central Chiller Expansion | 2010$ | 21754307.6091 | 0 | 0 | 661258.479 | 683024.5013 | 1234772.1297 | 1259590.779 | 1471491.8891 | 1497681.0513 | 1524095.3177 | 1550736.2848 | 1577605.5592 | 1604704.7579 | 1632035.5085 | 1659599.449 | 1687398.228 | 1715433.5047 | 1743706.9493 | 1772220.2425 | 1800975.076 | 1829973.1523 | 1859216.1849 | 1868512.2659 | 1877854.8272 | 1887244.1013 | 1896680.3218 | 1906163.7234 | 1915694.5421 | 1925273.0148 | 1934899.3798 | 1944573.8767 | 1954296.7461 | 1964068.2299 | 1973888.571 | 1983758.0139 | 1993676.8039 | 2003645.188 | 2013663.4139 | 2023731.731 | 2033850.3896 | 2044019.6416 | 7303595.322 | 8161343.5026 | 8862308.9248 | 9389507.7012 | 9626604.5369 | 9869688.3648 | 10118910.364
Short-term Energy Conservation Measures | 2010$ | 22409087.4969 | 0 | 321577.9242 | 645751.7895 | 972541.0655 | 1301965.3516 | 1634044.3777 | 1640665.0043 | 1647318.734 | 1654005.7324 | 1660726.1658 | 1667480.2014 | 1674268.0071 | 1681089.7518 | 1687945.6053 | 1694835.7381 | 1701760.3215 | 1708719.5278 | 1715713.5302 | 1722742.5025 | 1729806.6198 | 1736906.0576 | 1744040.9926 | 1751211.6023 | 1758418.065 | 1765660.56 | 1772939.2676 | 1780254.3686 | 1787606.0452 | 1794994.4801 | 1802419.8573 | 1809882.3613 | 1817382.1778 | 1824919.4934 | 1832494.4956 | 1840107.3728 | 1847758.3144 | 1855447.5107 | 1863175.1529 | 1870941.4334 | 1878746.5453 | 8236760.0142 | 8405619.3036 | 8578742.5017 | 8756237.2775 | 8938214.0188 | 9124785.9008 | 9316068.9567
Mid-term Energy Conservation Measures | 2010$ | 14321073.1694 | 0 | 0 | 0 | 0 | 0 | 0 | 193520.654 | 388809.1602 | 585878.7775 | 784742.8531 | 985414.8233 | 1187908.2138 | 1392236.6404 | 1598413.8096 | 1605736.4612 | 1613095.7261 | 1620491.7872 | 1627924.8287 | 1635395.0354 | 1642902.5932 | 1650447.6887 | 1658030.5097 | 1665651.2448 | 1673310.0836 | 1681007.2166 | 1688742.8352 | 1696517.132 | 1704330.3002 | 1712182.5342 | 1720074.0295 | 1728004.9822 | 1735975.5897 | 1743986.0502 | 1752036.563 | 1760127.3283 | 1768258.5475 | 1776430.4228 | 1784643.1575 | 1792896.9559 | 1801192.0232 | 1952951.4448 | 6769709.9483 | 8139809.9707 | 8328446.7434 | 8521846.8311 | 8720130.5133 | 8923421.107
Long-term Energy Conservation Measures | 2010$ | 5963382.3137 | 0 | 0 | 0 | 0 | 0 | 0 | 0 | 0 | 0 | 0 | 0 | 0 | 0 | 0 | 125059.2743 | 251040.9903 | 377952.0664 | 505799.467 | 634590.2029 | 764331.3316 | 895029.9578 | 1026693.2332 | 1159328.3573 | 1292942.5773 | 1297766.5351 | 1302614.6128 | 1307486.9308 | 1312383.6104 | 1317304.7734 | 1322250.5422 | 1327221.0399 | 1332216.3901 | 1337236.717 | 1342282.1455 | 1347352.8012 | 1352448.8102 | 1357570.2992 | 1362717.3956 | 1367890.2276 | 1373088.9237 | 0 | 125059.2743 | 2533714.0583 | 5671760.6608 | 6562040.4696 | 6686309.0937 | 6813715.6563
Green IT | 2010$ | 9910631.3745 | 0 | 0 | 235520.9962 | 473397.2025 | 713646.2827 | 717214.5141 | 720800.5867 | 724404.5896 | 728026.6126 | 731666.7456 | 735325.0794 | 739001.7048 | 742696.7133 | 746410.1969 | 750142.2478 | 753892.9591 | 757662.4239 | 761450.736 | 765257.9897 | 769084.2796 | 772929.701 | 776794.3495 | 780678.3213 | 784581.7129 | 788504.6214 | 792447.1446 | 796409.3803 | 800391.4272 | 804393.3843 | 808415.3512 | 812457.428 | 816519.7151 | 820602.3137 | 824705.3253 | 828828.8519 | 832972.9962 | 837137.8611 | 841323.5504 | 845530.1682 | 849757.819 | 3622113.0487 | 3713575.9421 | 3807348.3882 | 3903488.7061 | 4002056.6875 | 4103113.634 | 4206722.395
Reduced Air Travel | 2010$ | 2554543.5641 | 0 | 123606.7769 | 124003.004 | 124307.0398 | 124563.3538 | 124789.1709 | 187489.9879 | 187771.5968 | 188033.712 | 188279.896 | 188512.7426 | 188734.2099 | 188945.8193 | 189148.7805 | 189344.0745 | 189532.5095 | 189714.7613 | 189891.4013 | 190062.918 | 190229.733 | 190392.2128 | 190550.679 | 190705.415 | 190856.6724 | 191004.6758 | 191149.6267 | 191291.7063 | 191431.079 | 191567.8937 | 191702.2863 | 191834.3811 | 191964.2921 | 192092.1241 | 192217.9738 | 192341.9307 | 192464.0778 | 192584.492 | 192703.2451 | 192820.4039 | 192936.0311 | 876364.3637 | 944685.6268 | 949431.3232 | 953509.655 | 957142.5919 | 960450.7017 | 963508.2499
Reduced Automobile Reliance Strategies | 2010$ | 0 | 0 | 0 | 0 | 0 | 0 | 0 | 0 | 0 | 0 | 0 | 0 | 0 | 0 | 0 | 0 | 0 | 0 | 0 | 0 | 0 | 0 | 0 | 0 | 0 | 0 | 0 | 0 | 0 | 0 | 0 | 0 | 0 | 0 | 0 | 0 | 0 | 0 | 0 | 0 | 0 | 0 | 0 | 0 | 0 | 0 | 0 | 0
Waste Reduction | 2010$ | 113714.5598 | 0 | 0 | 8148 | 8148 | 8148 | 8148 | 8148 | 8148 | 8148 | 8148 | 8148 | 8148 | 8148 | 8148 | 8148 | 8148 | 8148 | 8148 | 8148 | 8148 | 8148 | 8148 | 8148 | 8148 | 8148 | 8148 | 8148 | 8148 | 8148 | 8148 | 8148 | 8148 | 8148 | 8148 | 8148 | 8148 | 8148 | 8148 | 8148 | 8148 | 40740 | 40740 | 40740 | 40740 | 40740 | 40740 | 40740
Steam Line Improvements | 2010$ | 5520765.9618 | 0 | 0 | 318930.9882 | 325674.3829 | 331089.06 | 340270.0598 | 345795.673 | 351368.0355 | 356987.4767 | 362654.3282 | 368368.9235 | 374131.5983 | 379942.6907 | 385802.5408 | 391711.4907 | 397669.8851 | 403678.0707 | 409736.3964 | 415845.2133 | 422004.8751 | 428215.7373 | 434478.158 | 440792.4976 | 447159.1185 | 453578.3859 | 460050.667 | 466576.3314 | 473155.7512 | 479789.3008 | 486477.357 | 493220.299 | 500018.5085 | 506872.3696 | 513782.2688 | 520748.5953 | 527771.7404 | 534852.0983 | 541990.0654 | 549186.0409 | 556440.4265 | 1757075.5732 | 1899957.244 | 2048934.4406 | 2204223.8973 | 2366049.4073 | 2534642.0412 | 2710240.3715
Coal to Natural Gas Conversion @ Steam Plant | 2010$ | 0 | 0 | 0 | 0 | 0 | 0 | 0 | 0 | 0 | 0 | 0 | 0 | 0 | 0 | 0 | 0 | 0 | 0 | 0 | 0 | 0 | 0 | 0 | 0 | 0 | 0 | 0 | 0 | 0 | 0 | 0 | 0 | 0 | 0 | 0 | 0 | 0 | 0 | 0 | 0 | 0 | 0 | 0 | 0 | 0 | 0 | 0 | 0
On-site Wind | 2010$ | 236953.7639 | 0 | 14966.46 | 15041.2923 | 15116.4988 | 15192.0813 | 15268.0417 | 15344.3819 | 15421.1038 | 15498.2093 | 15575.7003 | 15653.5788 | 15731.8467 | 15810.506 | 15889.5585 | 15969.0063 | 16048.8513 | 16129.0956 | 16209.7411 | 16290.7898 | 16372.2437 | 16454.1049 | 16536.3755 | 16619.0573 | 16702.1526 | 16785.6634 | 16869.5917 | 16953.9397 | 17038.7094 | 17123.9029 | 17209.5224 | 17295.57 | 17382.0479 | 17468.9581 | 17556.3029 | 17644.0844 | 17732.3049 | 17820.9664 | 17910.0712 | 17999.6216 | 18089.6197 | 77107.437 | 79054.4964 | 81050.7215 | 83097.3537 | 85195.6661 | 87346.9634 | 89552.5837
Solar DHW | 2010$ | 64882.291 | 0 | 0 | 4365.7751 | 4387.604 | 4409.542 | 4431.5897 | 4453.7476 | 4476.0164 | 4498.3965 | 4520.8884 | 4543.4929 | 4566.2104 | 4589.0414 | 4611.9866 | 4635.0465 | 4658.2218 | 4681.5129 | 4704.9205 | 4728.4451 | 4752.0873 | 4775.8477 | 4799.727 | 4823.7256 | 4847.8442 | 4872.0834 | 4896.4439 | 4920.9261 | 4945.5307 | 4970.2584 | 4995.1097 | 5020.0852 | 5045.1856 | 5070.4116 | 5095.7636 | 5121.2424 | 5146.8486 | 5172.5829 | 5198.4458 | 5224.438 | 5250.5602 | 22380.6386 | 22945.7778 | 23525.1875 | 24119.2279 | 24728.2686 | 25352.6884 | 25992.8756
Geo Exchange | 2010$ | 2876606.3207 | 0 | 0 | 0 | 109301.9936 | 109848.5036 | 220795.4922 | 221899.4697 | 223008.967 | 224124.0119 | 225244.6319 | 226370.8551 | 227502.7093 | 228640.2229 | 229783.424 | 230932.3411 | 232087.0028 | 233247.4379 | 234413.675 | 235585.7434 | 236763.6721 | 237947.4905 | 239137.2279 | 240332.9141 | 241534.5787 | 242742.2515 | 243955.9628 | 245175.7426 | 246401.6213 | 247633.6294 | 248871.7976 | 250116.1566 | 251366.7374 | 252623.571 | 253886.6889 | 255156.1223 | 256431.903 | 257714.0625 | 259002.6328 | 260297.6459 | 261599.1342 | 1115072.5727 | 1143229.5525 | 1172097.5313 | 1201694.4627 | 1232038.7538 | 1263149.2762 | 1295045.3783
Rooftop Solar PV | 2010$ | 747925.0967 | 0 | 0 | 0 | 0 | 0 | 61044.9883 | 61350.2133 | 61656.9643 | 61965.2491 | 62275.0754 | 62586.4508 | 62899.383 | 63213.8799 | 63529.9493 | 63847.5991 | 64166.8371 | 64487.6713 | 64810.1096 | 65134.1602 | 65459.831 | 65787.1301 | 66116.0658 | 66446.6461 | 66778.8793 | 67112.7737 | 67448.3376 | 67785.5793 | 68124.5072 | 68465.1297 | 68807.4554 | 69151.4926 | 69497.2501 | 69844.7364 | 70193.96 | 70544.9298 | 70897.6545 | 71252.1428 | 71608.4035 | 71966.4455 | 72326.2777 | 308292.4904 | 316077.2621 | 324058.6091 | 332241.495 | 340631.0091 | 349232.369 | 358050.9239
Blank | 2010$ | 0 | 0 | 0 | 0 | 0 | 0 | 0 | 0 | 0 | 0 | 0 | 0 | 0 | 0 | 0 | 0 | 0 | 0 | 0 | 0 | 0 | 0 | 0 | 0 | 0 | 0 | 0 | 0 | 0 | 0 | 0 | 0 | 0 | 0 | 0 | 0 | 0 | 0 | 0 | 0 | 0 | 0 | 0 | 0 | 0 | 0 | 0 | 0
Blank | 2010$ | 0 | 0 | 0 | 0 | 0 | 0 | 0 | 0 | 0 | 0 | 0 | 0 | 0 | 0 | 0 | 0 | 0 | 0 | 0 | 0 | 0 | 0 | 0 | 0 | 0 | 0 | 0 | 0 | 0 | 0 | 0 | 0 | 0 | 0 | 0 | 0 | 0 | 0 | 0 | 0 | 0 | 0 | 0 | 0 | 0 | 0 | 0 | 0
Blank | 2010$ | 0 | 0 | 0 | 0 | 0 | 0 | 0 | 0 | 0 | 0 | 0 | 0 | 0 | 0 | 0 | 0 | 0 | 0 | 0 | 0 | 0 | 0 | 0 | 0 | 0 | 0 | 0 | 0 | 0 | 0 | 0 | 0 | 0 | 0 | 0 | 0 | 0 | 0 | 0 | 0 | 0 | 0 | 0 | 0 | 0 | 0 | 0 | 0
Blank | 2010$ | 0 | 0 | 0 | 0 | 0 | 0 | 0 | 0 | 0 | 0 | 0 | 0 | 0 | 0 | 0 | 0 | 0 | 0 | 0 | 0 | 0 | 0 | 0 | 0 | 0 | 0 | 0 | 0 | 0 | 0 | 0 | 0 | 0 | 0 | 0 | 0 | 0 | 0 | 0 | 0 | 0 | 0 | 0 | 0 | 0 | 0 | 0 | 0
Blank | 2010$ | 0 | 0 | 0 | 0 | 0 | 0 | 0 | 0 | 0 | 0 | 0 | 0 | 0 | 0 | 0 | 0 | 0 | 0 | 0 | 0 | 0 | 0 | 0 | 0 | 0 | 0 | 0 | 0 | 0 | 0 | 0 | 0 | 0 | 0 | 0 | 0 | 0 | 0 | 0 | 0 | 0 | 0 | 0 | 0 | 0 | 0 | 0 | 0
Blank | 2010$ | 0 | 0 | 0 | 0 | 0 | 0 | 0 | 0 | 0 | 0 | 0 | 0 | 0 | 0 | 0 | 0 | 0 | 0 | 0 | 0 | 0 | 0 | 0 | 0 | 0 | 0 | 0 | 0 | 0 | 0 | 0 | 0 | 0 | 0 | 0 | 0 | 0 | 0 | 0 | 0 | 0 | 0 | 0 | 0 | 0 | 0 | 0 | 0
Blank | 2010$ | 0 | 0 | 0 | 0 | 0 | 0 | 0 | 0 | 0 | 0 | 0 | 0 | 0 | 0 | 0 | 0 | 0 | 0 | 0 | 0 | 0 | 0 | 0 | 0 | 0 | 0 | 0 | 0 | 0 | 0 | 0 | 0 | 0 | 0 | 0 | 0 | 0 | 0 | 0 | 0 | 0 | 0 | 0 | 0 | 0 | 0 | 0 | 0
Blank | 2010$ | 0 | 0 | 0 | 0 | 0 | 0 | 0 | 0 | 0 | 0 | 0 | 0 | 0 | 0 | 0 | 0 | 0 | 0 | 0 | 0 | 0 | 0 | 0 | 0 | 0 | 0 | 0 | 0 | 0 | 0 | 0 | 0 | 0 | 0 | 0 | 0 | 0 | 0 | 0 | 0 | 0 | 0 | 0 | 0 | 0 | 0 | 0 | 0
Blank | 2010$ | 0 | 0 | 0 | 0 | 0 | 0 | 0 | 0 | 0 | 0 | 0 | 0 | 0 | 0 | 0 | 0 | 0 | 0 | 0 | 0 | 0 | 0 | 0 | 0 | 0 | 0 | 0 | 0 | 0 | 0 | 0 | 0 | 0 | 0 | 0 | 0 | 0 | 0 | 0 | 0 | 0 | 0 | 0 | 0 | 0 | 0 | 0 | 0
Blank | 2010$ | 0 | 0 | 0 | 0 | 0 | 0 | 0 | 0 | 0 | 0 | 0 | 0 | 0 | 0 | 0 | 0 | 0 | 0 | 0 | 0 | 0 | 0 | 0 | 0 | 0 | 0 | 0 | 0 | 0 | 0 | 0 | 0 | 0 | 0 | 0 | 0 | 0 | 0 | 0 | 0 | 0 | 0 | 0 | 0 | 0 | 0 | 0 | 0
Blank | 2010$ | 0 | 0 | 0 | 0 | 0 | 0 | 0 | 0 | 0 | 0 | 0 | 0 | 0 | 0 | 0 | 0 | 0 | 0 | 0 | 0 | 0 | 0 | 0 | 0 | 0 | 0 | 0 | 0 | 0 | 0 | 0 | 0 | 0 | 0 | 0 | 0 | 0 | 0 | 0 | 0 | 0 | 0 | 0 | 0 | 0 | 0 | 0 | 0
Blank | 2010$ | 0 | 0 | 0 | 0 | 0 | 0 | 0 | 0 | 0 | 0 | 0 | 0 | 0 | 0 | 0 | 0 | 0 | 0 | 0 | 0 | 0 | 0 | 0 | 0 | 0 | 0 | 0 | 0 | 0 | 0 | 0 | 0 | 0 | 0 | 0 | 0 | 0 | 0 | 0 | 0 | 0 | 0 | 0 | 0 | 0 | 0 | 0 | 0
Blank | 2010$ | 0 | 0 | 0 | 0 | 0 | 0 | 0 | 0 | 0 | 0 | 0 | 0 | 0 | 0 | 0 | 0 | 0 | 0 | 0 | 0 | 0 | 0 | 0 | 0 | 0 | 0 | 0 | 0 | 0 | 0 | 0 | 0 | 0 | 0 | 0 | 0 | 0 | 0 | 0 | 0 | 0 | 0 | 0 | 0 | 0 | 0 | 0 | 0
Avoided Operating Costs (Non-Fuel and Fuel) | 2010$ | 211527284.148 | 237052.0534 | 1437004.8503 | 3807936.3316 | 5136514.3104 | 6817676.0647 | 8119233.4214 | 9164621.7598 | 9965961.6648 | 10761197.4162 | 11560860.8741 | 12364976.086 | 13173566.7577 | 13986656.4439 | 14763673.9026 | 15473543.9479 | 16187550.6027 | 16905721.9571 | 17628086.2894 | 18354672.0833 | 19085508.0408 | 19820623.0916 | 20539852.7674 | 21263218.1684 | 21990747.4271 | 22593968.4292 | 23200453.4105 | 23810224.0411 | 24423302.1836 | 25039709.894 | 25659469.4221 | 26282603.2113 | 26909133.8993 | 27539084.3174 | 28172477.4908 | 28809336.6386 | 29449685.1734 | 30093546.7016 | 30740945.0229 | 31391904.1305 | 32046448.211 | 49571875.1363 | 69762417.1381 | 88161538.9733 | 106208409.8837 | 122133158.9514 | 137712635.5574 | 153722529.2395
Behavior Change | 2010$ | -888587.82 | 0 | 0 | -100000 | -100000 | -100000 | -100000 | -100000 | -50000 | -50000 | -50000 | -50000 | -50000 | -50000 | -50000 | -50000 | -50000 | -50000 | -50000 | -50000 | -50000 | -50000 | -50000 | -50000 | -50000 | -50000 | -50000 | -50000 | -50000 | -50000 | -50000 | -50000 | -50000 | -50000 | -50000 | -50000 | -50000 | -50000 | -50000 | -50000 | -50000 | -350000 | -250000 | -250000 | -250000 | -250000 | -250000 | -250000
Building Design & Construction Standards | 2010$ | -89643.6451 | 0 | -100000 | 0 | 0 | 0 | 0 | 0 | 0 | 0 | 0 | 0 | 0 | 0 | 0 | 0 | 0 | 0 | 0 | 0 | 0 | 0 | 0 | 0 | 0 | 0 | 0 | 0 | 0 | 0 | 0 | 0 | 0 | 0 | 0 | 0 | 0 | 0 | 0 | 0 | 0 | 0 | 0 | 0 | 0 | 0 | 0 | 0
Space Planning & Management | 2010$ | -268930.9354 | 0 | -300000 | 0 | 0 | 0 | 0 | 0 | 0 | 0 | 0 | 0 | 0 | 0 | 0 | 0 | 0 | 0 | 0 | 0 | 0 | 0 | 0 | 0 | 0 | 0 | 0 | 0 | 0 | 0 | 0 | 0 | 0 | 0 | 0 | 0 | 0 | 0 | 0 | 0 | 0 | 0 | 0 | 0 | 0 | 0 | 0 | 0
Central Chiller Expansion | 2010$ | -9782110.2227 | 0 | 0 | -147237.0824 | -147237.0824 | -347744.7516 | -347744.7516 | -1009198.2927 | -1009198.2927 | -1097496.3931 | -1097496.3931 | -1097496.3931 | -1097496.3931 | -1097496.3931 | -1097496.3931 | -1097496.3931 | -1097496.3931 | -1097496.3931 | -1097496.3931 | -1097496.3931 | -1097496.3931 | -1097496.3931 | -1097496.3931 | -950259.3107 | -950259.3107 | -749751.6415 | -749751.6415 | -88298.1004 | -88298.1004 | 0 | 0 | 0 | 0 | 0 | 0 | 0 | 0 | 0 | 0 | 0 | 0 | -4561134.1233 | -5487481.9656 | -5487481.9656 | -4845263.0492 | -926347.8423 | 0 | 0
Short-term Energy Conservation Measures | 2010$ | 0 | 0 | 0 | 0 | 0 | 0 | 0 | 0 | 0 | 0 | 0 | 0 | 0 | 0 | 0 | 0 | 0 | 0 | 0 | 0 | 0 | 0 | 0 | 0 | 0 | 0 | 0 | 0 | 0 | 0 | 0 | 0 | 0 | 0 | 0 | 0 | 0 | 0 | 0 | 0 | 0 | 0 | 0 | 0 | 0 | 0 | 0 | 0
Mid-term Energy Conservation Measures | 2010$ | 0 | 0 | 0 | 0 | 0 | 0 | 0 | 0 | 0 | 0 | 0 | 0 | 0 | 0 | 0 | 0 | 0 | 0 | 0 | 0 | 0 | 0 | 0 | 0 | 0 | 0 | 0 | 0 | 0 | 0 | 0 | 0 | 0 | 0 | 0 | 0 | 0 | 0 | 0 | 0 | 0 | 0 | 0 | 0 | 0 | 0 | 0 | 0
Long-term Energy Conservation Measures | 2010$ | 0 | 0 | 0 | 0 | 0 | 0 | 0 | 0 | 0 | 0 | 0 | 0 | 0 | 0 | 0 | 0 | 0 | 0 | 0 | 0 | 0 | 0 | 0 | 0 | 0 | 0 | 0 | 0 | 0 | 0 | 0 | 0 | 0 | 0 | 0 | 0 | 0 | 0 | 0 | 0 | 0 | 0 | 0 | 0 | 0 | 0 | 0 | 0
Green IT | 2010$ | -275571.0885 | 0 | 0 | -7000 | -14000 | -21000 | -21000 | -21000 | -21000 | -21000 | -21000 | -21000 | -21000 | -21000 | -21000 | -21000 | -21000 | -21000 | -21000 | -21000 | -21000 | -21000 | -21000 | -21000 | -21000 | -21000 | -21000 | -21000 | -21000 | -21000 | -21000 | -21000 | -21000 | -21000 | -21000 | -21000 | -21000 | -21000 | -21000 | -21000 | -21000 | -105000 | -105000 | -105000 | -105000 | -105000 | -105000 | -105000
Reduced Air Travel | 2010$ | 0 | 0 | 0 | 0 | 0 | 0 | 0 | 0 | 0 | 0 | 0 | 0 | 0 | 0 | 0 | 0 | 0 | 0 | 0 | 0 | 0 | 0 | 0 | 0 | 0 | 0 | 0 | 0 | 0 | 0 | 0 | 0 | 0 | 0 | 0 | 0 | 0 | 0 | 0 | 0 | 0 | 0 | 0 | 0 | 0 | 0 | 0 | 0
Reduced Automobile Reliance Strategies | 2010$ | -2165760.9659 | 0 | 0 | -102475 | -104950 | -107425 | -109900 | -112375 | -164850 | -167325 | -169800 | -172275 | -174750 | -174750 | -174750 | -174750 | -174750 | -174750 | -174750 | -174750 | -174750 | -174750 | -174750 | -174750 | -174750 | -174750 | -174750 | -174750 | -174750 | -174750 | -174750 | -174750 | -174750 | -174750 | -174750 | -174750 | -174750 | -174750 | -174750 | -174750 | -174750 | -724250 | -871275 | -873750 | -873750 | -873750 | -873750 | -873750
Waste Reduction | 2010$ | -69780.6577 | 0 | 0 | -5000 | -5000 | -5000 | -5000 | -5000 | -5000 | -5000 | -5000 | -5000 | -5000 | -5000 | -5000 | -5000 | -5000 | -5000 | -5000 | -5000 | -5000 | -5000 | -5000 | -5000 | -5000 | -5000 | -5000 | -5000 | -5000 | -5000 | -5000 | -5000 | -5000 | -5000 | -5000 | -5000 | -5000 | -5000 | -5000 | -5000 | -5000 | -25000 | -25000 | -25000 | -25000 | -25000 | -25000 | -25000
Steam Line Improvements | 2010$ | 0 | 0 | 0 | 0 | 0 | 0 | 0 | 0 | 0 | 0 | 0 | 0 | 0 | 0 | 0 | 0 | 0 | 0 | 0 | 0 | 0 | 0 | 0 | 0 | 0 | 0 | 0 | 0 | 0 | 0 | 0 | 0 | 0 | 0 | 0 | 0 | 0 | 0 | 0 | 0 | 0 | 0 | 0 | 0 | 0 | 0 | 0 | 0
Coal to Natural Gas Conversion @ Steam Plant | 2010$ | -4228976.1406 | 0 | 0 | 0 | 0 | 0 | -303812.5534 | -308746.1366 | -313721.4603 | -318738.8185 | -323798.5073 | -328900.8245 | -334046.0699 | -339234.5453 | -344466.5543 | -349742.4024 | -355062.3974 | -360426.8488 | -365836.0682 | -371290.3691 | -376790.067 | -382335.4797 | -387926.9268 | -393564.73 | -399249.213 | -404980.7017 | -410759.5241 | -416586.0102 | -422460.4921 | -428383.3043 | -434354.783 | -440375.267 | -446445.0969 | -452564.6157 | -458734.1686 | -464954.1029 | -471224.7682 | -477546.5163 | -483919.7013 | -490344.6794 | -496821.8093 | -1568817.4761 | -1696390.3965 | -1829405.7506 | -1968057.0512 | -2112544.1137 | -2263073.2511 | -2419857.4745
On-site Wind | 2010$ | -312260.3894 | 0 | -21024 | -21024 | -21024 | -21024 | -21024 | -21024 | -21024 | -21024 | -21024 | -21024 | -21024 | -21024 | -21024 | -21024 | -21024 | -21024 | -21024 | -21024 | -21024 | -21024 | -21024 | -21024 | -21024 | -21024 | -21024 | -21024 | -21024 | -21024 | -21024 | -21024 | -21024 | -21024 | -21024 | -21024 | -21024 | -21024 | -21024 | -21024 | -21024 | -105120 | -105120 | -105120 | -105120 | -105120 | -105120 | -105120
Solar DHW | 2010$ | 0 | 0 | 0 | 0 | 0 | 0 | 0 | 0 | 0 | 0 | 0 | 0 | 0 | 0 | 0 | 0 | 0 | 0 | 0 | 0 | 0 | 0 | 0 | 0 | 0 | 0 | 0 | 0 | 0 | 0 | 0 | 0 | 0 | 0 | 0 | 0 | 0 | 0 | 0 | 0 | 0 | 0 | 0 | 0 | 0 | 0 | 0 | 0
Geo Exchange | 2010$ | -1546684.8508 | 0 | 0 | 0 | -59719.6422 | -59943.2404 | -120335.9132 | -120787.5927 | -121241.5307 | -121697.7383 | -122156.227 | -122617.0082 | -123080.0932 | -123545.4937 | -124013.2211 | -124483.2873 | -124955.7037 | -125430.4822 | -125907.6346 | -126387.1728 | -126869.1087 | -127353.4542 | -127840.2215 | -128329.4226 | -128821.0697 | -129315.175 | -129811.7509 | -130310.8097 | -130812.3637 | -131316.4255 | -131823.0077 | -132332.1227 | -132843.7833 | -133358.0022 | -133874.7922 | -134394.1662 | -134916.137 | -135440.7177 | -135967.9213 | -136497.7609 | -137030.2497 | -606219.002 | -617739.1035 | -629550.102 | -641659.343 | -654074.3575 | -666802.8667 | -679852.7867
Rooftop Solar PV | 2010$ | 0 | 0 | 0 | 0 | 0 | 0 | 0 | 0 | 0 | 0 | 0 | 0 | 0 | 0 | 0 | 0 | 0 | 0 | 0 | 0 | 0 | 0 | 0 | 0 | 0 | 0 | 0 | 0 | 0 | 0 | 0 | 0 | 0 | 0 | 0 | 0 | 0 | 0 | 0 | 0 | 0 | 0 | 0 | 0 | 0 | 0 | 0 | 0
Blank | 2010$ | 0 | 0 | 0 | 0 | 0 | 0 | 0 | 0 | 0 | 0 | 0 | 0 | 0 | 0 | 0 | 0 | 0 | 0 | 0 | 0 | 0 | 0 | 0 | 0 | 0 | 0 | 0 | 0 | 0 | 0 | 0 | 0 | 0 | 0 | 0 | 0 | 0 | 0 | 0 | 0 | 0 | 0 | 0 | 0 | 0 | 0 | 0 | 0
Blank | 2010$ | 0 | 0 | 0 | 0 | 0 | 0 | 0 | 0 | 0 | 0 | 0 | 0 | 0 | 0 | 0 | 0 | 0 | 0 | 0 | 0 | 0 | 0 | 0 | 0 | 0 | 0 | 0 | 0 | 0 | 0 | 0 | 0 | 0 | 0 | 0 | 0 | 0 | 0 | 0 | 0 | 0 | 0 | 0 | 0 | 0 | 0 | 0 | 0
Blank | 2010$ | 0 | 0 | 0 | 0 | 0 | 0 | 0 | 0 | 0 | 0 | 0 | 0 | 0 | 0 | 0 | 0 | 0 | 0 | 0 | 0 | 0 | 0 | 0 | 0 | 0 | 0 | 0 | 0 | 0 | 0 | 0 | 0 | 0 | 0 | 0 | 0 | 0 | 0 | 0 | 0 | 0 | 0 | 0 | 0 | 0 | 0 | 0 | 0
Blank | 2010$ | 0 | 0 | 0 | 0 | 0 | 0 | 0 | 0 | 0 | 0 | 0 | 0 | 0 | 0 | 0 | 0 | 0 | 0 | 0 | 0 | 0 | 0 | 0 | 0 | 0 | 0 | 0 | 0 | 0 | 0 | 0 | 0 | 0 | 0 | 0 | 0 | 0 | 0 | 0 | 0 | 0 | 0 | 0 | 0 | 0 | 0 | 0 | 0
Blank | 2010$ | 0 | 0 | 0 | 0 | 0 | 0 | 0 | 0 | 0 | 0 | 0 | 0 | 0 | 0 | 0 | 0 | 0 | 0 | 0 | 0 | 0 | 0 | 0 | 0 | 0 | 0 | 0 | 0 | 0 | 0 | 0 | 0 | 0 | 0 | 0 | 0 | 0 | 0 | 0 | 0 | 0 | 0 | 0 | 0 | 0 | 0 | 0 | 0
Blank | 2010$ | 0 | 0 | 0 | 0 | 0 | 0 | 0 | 0 | 0 | 0 | 0 | 0 | 0 | 0 | 0 | 0 | 0 | 0 | 0 | 0 | 0 | 0 | 0 | 0 | 0 | 0 | 0 | 0 | 0 | 0 | 0 | 0 | 0 | 0 | 0 | 0 | 0 | 0 | 0 | 0 | 0 | 0 | 0 | 0 | 0 | 0 | 0 | 0
Blank | 2010$ | 0 | 0 | 0 | 0 | 0 | 0 | 0 | 0 | 0 | 0 | 0 | 0 | 0 | 0 | 0 | 0 | 0 | 0 | 0 | 0 | 0 | 0 | 0 | 0 | 0 | 0 | 0 | 0 | 0 | 0 | 0 | 0 | 0 | 0 | 0 | 0 | 0 | 0 | 0 | 0 | 0 | 0 | 0 | 0 | 0 | 0 | 0 | 0
Blank | 2010$ | 0 | 0 | 0 | 0 | 0 | 0 | 0 | 0 | 0 | 0 | 0 | 0 | 0 | 0 | 0 | 0 | 0 | 0 | 0 | 0 | 0 | 0 | 0 | 0 | 0 | 0 | 0 | 0 | 0 | 0 | 0 | 0 | 0 | 0 | 0 | 0 | 0 | 0 | 0 | 0 | 0 | 0 | 0 | 0 | 0 | 0 | 0 | 0
Blank | 2010$ | 0 | 0 | 0 | 0 | 0 | 0 | 0 | 0 | 0 | 0 | 0 | 0 | 0 | 0 | 0 | 0 | 0 | 0 | 0 | 0 | 0 | 0 | 0 | 0 | 0 | 0 | 0 | 0 | 0 | 0 | 0 | 0 | 0 | 0 | 0 | 0 | 0 | 0 | 0 | 0 | 0 | 0 | 0 | 0 | 0 | 0 | 0 | 0
Blank | 2010$ | 0 | 0 | 0 | 0 | 0 | 0 | 0 | 0 | 0 | 0 | 0 | 0 | 0 | 0 | 0 | 0 | 0 | 0 | 0 | 0 | 0 | 0 | 0 | 0 | 0 | 0 | 0 | 0 | 0 | 0 | 0 | 0 | 0 | 0 | 0 | 0 | 0 | 0 | 0 | 0 | 0 | 0 | 0 | 0 | 0 | 0 | 0 | 0
Blank | 2010$ | 0 | 0 | 0 | 0 | 0 | 0 | 0 | 0 | 0 | 0 | 0 | 0 | 0 | 0 | 0 | 0 | 0 | 0 | 0 | 0 | 0 | 0 | 0 | 0 | 0 | 0 | 0 | 0 | 0 | 0 | 0 | 0 | 0 | 0 | 0 | 0 | 0 | 0 | 0 | 0 | 0 | 0 | 0 | 0 | 0 | 0 | 0 | 0
Sustainability Driven-Master Plan | 2010$ | -537861.8709 | 0 | -600000 | 0 | 0 | 0 | 0 | 0 | 0 | 0 | 0 | 0 | 0 | 0 | 0 | 0 | 0 | 0 | 0 | 0 | 0 | 0 | 0 | 0 | 0 | 0 | 0 | 0 | 0 | 0 | 0 | 0 | 0 | 0 | 0 | 0 | 0 | 0 | 0 | 0 | 0 | 0 | 0 | 0 | 0 | 0 | 0 | 0
Research and Curriculum | 2010$ | -4867919.5727 | -200000 | -315000 | -315000 | -315000 | -315000 | -315000 | -315000 | -315000 | -315000 | -315000 | -315000 | -315000 | -315000 | -315000 | -315000 | -315000 | -315000 | -315000 | -315000 | -315000 | -315000 | -315000 | -315000 | -315000 | -315000 | -315000 | -315000 | -315000 | -315000 | -315000 | -315000 | -315000 | -315000 | -315000 | -315000 | -315000 | -315000 | -315000 | -315000 | -315000 | -1575000 | -1575000 | -1575000 | -1575000 | -1575000 | -1575000 | -1575000
New Operating Costs (Non-Fuel and Fuel) | 2010$ | -25034088.1596 | -200000 | -1336024 | -697736.0824 | -766930.7246 | -977136.992 | -1343817.2182 | -2013131.022 | -2021035.2837 | -2117281.95 | -2125275.1275 | -2133313.2258 | -2141396.5563 | -2147050.4321 | -2152750.1685 | -2158496.0828 | -2164288.4943 | -2170127.7242 | -2176014.0959 | -2181947.935 | -2187929.5688 | -2193959.3271 | -2200037.5414 | -2058927.4633 | -2065103.5934 | -1870821.5182 | -1877096.9165 | -1221968.9202 | -1228344.9563 | -1146473.7298 | -1152951.7907 | -1159481.3897 | -1166062.8802 | -1172696.6179 | -1179382.9608 | -1186122.2691 | -1192914.9052 | -1199761.234 | -1206661.6226 | -1213616.4403 | -1220626.0591 | -9620540.6014 | -10733006.4656 | -10880307.8182 | -10388849.4434 | -6626836.3135 | -5863746.1178 | -6033580.2612
Behavior Change | 2010$ | 4572154.9945 | 0 | 0 | -46448.796 | 6568.7606 | 58816.4971 | 111097.0068 | 162678.6678 | 263757.2601 | 303910.4962 | 343634.9048 | 382919.7951 | 421754.4013 | 460127.8791 | 457434.5404 | 458222.4115 | 459000.3579 | 459768.3885 | 460526.5081 | 461274.7174 | 462013.013 | 462741.3876 | 463459.8303 | 464168.3266 | 464866.8584 | 466831.5749 | 468799.043 | 470769.3308 | 472742.5041 | 474718.6264 | 476697.7592 | 478679.9618 | 480665.2914 | 482653.8036 | 484645.5519 | 486640.5882 | 488638.9626 | 490640.7238 | 492645.9186 | 494654.5925 | 496666.7898 | 1185078.3357 | 2180459.0274 | 2302582.9849 | 2322067.9779 | 2363727.2635 | 2413285.1969 | 2463246.9872
Building Design & Construction Standards | 2010$ | 19090854.3276 | 0 | -8605.3582 | 410164.8554 | 535078.7528 | 586445.3508 | 841889.9592 | 896391.0017 | 951515.6626 | 1007264.2711 | 1063637.3324 | 1120635.5197 | 1178259.6672 | 1236510.7632 | 1295389.9435 | 1354898.4856 | 1415037.8031 | 1475809.4402 | 1537215.0668 | 1599256.4739 | 1661935.5695 | 1725254.3737 | 1789215.0158 | 1853819.7298 | 1919070.8516 | 1984970.8153 | 2051522.1507 | 2118727.4797 | 2186589.5144 | 2255111.0538 | 2324294.9822 | 2394144.266 | 2464661.9525 | 2535851.1672 | 2607715.1121 | 2680257.0642 | 2753480.3733 | 2827388.4608 | 2901984.818 | 2977273.0046 | 3053256.6477 | 4760698.2269 | 6185694.3791 | 7689254.3535 | 9272330.7862 | 10936245.1807 | 12682629.5621 | 14513383.3045
Space Planning & Management | 2010$ | 100143238.9037 | 237052.0534 | 585459.0474 | 1331199.9479 | 1778968.5087 | 2228779.9121 | 2680649.4418 | 3134592.4829 | 3590624.5232 | 4048761.1531 | 4509018.0673 | 4971411.0643 | 5435956.0479 | 5902669.0273 | 6371566.1182 | 6842663.5432 | 7315977.6323 | 7791524.8242 | 8269321.6663 | 8749384.8156 | 9231731.0396 | 9716377.2168 | 10203340.3372 | 10692637.5035 | 11184285.9313 | 11678302.9501 | 12174706.0038 | 12673512.6516 | 13174740.5687 | 13678407.5469 | 14184531.4954 | 14693130.4415 | 15204222.5313 | 15717826.0306 | 16233959.3255 | 16752640.923 | 17273889.4522 | 17797723.6646 | 18324162.4351 | 18853224.7628 | 19384929.7714 | 17963645.6684 | 29524265.801 | 41357939.9781 | 53474943.9388 | 65885898.2664 | 78601779.2519 | 91633930.086
Central Chiller Expansion | 2010$ | 11972197.3864 | 0 | 0 | 514021.3966 | 535787.4189 | 887027.3781 | 911846.0274 | 462293.5964 | 488482.7585 | 426598.9246 | 453239.8917 | 480109.1661 | 507208.3648 | 534539.1154 | 562103.0559 | 589901.8348 | 617937.1116 | 646210.5562 | 674723.8494 | 703478.6829 | 732476.7591 | 761719.7918 | 771015.8727 | 927595.5165 | 936984.7906 | 1146928.6803 | 1156412.0819 | 1827396.4417 | 1836974.9144 | 1934899.3798 | 1944573.8767 | 1954296.7461 | 1964068.2299 | 1973888.571 | 1983758.0139 | 1993676.8039 | 2003645.188 | 2013663.4139 | 2023731.731 | 2033850.3896 | 2044019.6416 | 2742461.1987 | 2673861.537 | 3374826.9592 | 4544244.652 | 8700256.6946 | 9869688.3648 | 10118910.364
Short-term Energy Conservation Measures | 2010$ | 22409087.4969 | 0 | 321577.9242 | 645751.7895 | 972541.0655 | 1301965.3516 | 1634044.3777 | 1640665.0043 | 1647318.734 | 1654005.7324 | 1660726.1658 | 1667480.2014 | 1674268.0071 | 1681089.7518 | 1687945.6053 | 1694835.7381 | 1701760.3215 | 1708719.5278 | 1715713.5302 | 1722742.5025 | 1729806.6198 | 1736906.0576 | 1744040.9926 | 1751211.6023 | 1758418.065 | 1765660.56 | 1772939.2676 | 1780254.3686 | 1787606.0452 | 1794994.4801 | 1802419.8573 | 1809882.3613 | 1817382.1778 | 1824919.4934 | 1832494.4956 | 1840107.3728 | 1847758.3144 | 1855447.5107 | 1863175.1529 | 1870941.4334 | 1878746.5453 | 8236760.0142 | 8405619.3036 | 8578742.5017 | 8756237.2775 | 8938214.0188 | 9124785.9008 | 9316068.9567
Mid-term Energy Conservation Measures | 2010$ | 14321073.1694 | 0 | 0 | 0 | 0 | 0 | 0 | 193520.654 | 388809.1602 | 585878.7775 | 784742.8531 | 985414.8233 | 1187908.2138 | 1392236.6404 | 1598413.8096 | 1605736.4612 | 1613095.7261 | 1620491.7872 | 1627924.8287 | 1635395.0354 | 1642902.5932 | 1650447.6887 | 1658030.5097 | 1665651.2448 | 1673310.0836 | 1681007.2166 | 1688742.8352 | 1696517.132 | 1704330.3002 | 1712182.5342 | 1720074.0295 | 1728004.9822 | 1735975.5897 | 1743986.0502 | 1752036.563 | 1760127.3283 | 1768258.5475 | 1776430.4228 | 1784643.1575 | 1792896.9559 | 1801192.0232 | 1952951.4448 | 6769709.9483 | 8139809.9707 | 8328446.7434 | 8521846.8311 | 8720130.5133 | 8923421.107
Long-term Energy Conservation Measures | 2010$ | 5963382.3137 | 0 | 0 | 0 | 0 | 0 | 0 | 0 | 0 | 0 | 0 | 0 | 0 | 0 | 0 | 125059.2743 | 251040.9903 | 377952.0664 | 505799.467 | 634590.2029 | 764331.3316 | 895029.9578 | 1026693.2332 | 1159328.3573 | 1292942.5773 | 1297766.5351 | 1302614.6128 | 1307486.9308 | 1312383.6104 | 1317304.7734 | 1322250.5422 | 1327221.0399 | 1332216.3901 | 1337236.717 | 1342282.1455 | 1347352.8012 | 1352448.8102 | 1357570.2992 | 1362717.3956 | 1367890.2276 | 1373088.9237 | 0 | 125059.2743 | 2533714.0583 | 5671760.6608 | 6562040.4696 | 6686309.0937 | 6813715.6563
Green IT | 2010$ | 9635060.286 | 0 | 0 | 228520.9962 | 459397.2025 | 692646.2827 | 696214.5141 | 699800.5867 | 703404.5896 | 707026.6126 | 710666.7456 | 714325.0794 | 718001.7048 | 721696.7133 | 725410.1969 | 729142.2478 | 732892.9591 | 736662.4239 | 740450.736 | 744257.9897 | 748084.2796 | 751929.701 | 755794.3495 | 759678.3213 | 763581.7129 | 767504.6214 | 771447.1446 | 775409.3803 | 779391.4272 | 783393.3843 | 787415.3512 | 791457.428 | 795519.7151 | 799602.3137 | 803705.3253 | 807828.8519 | 811972.9962 | 816137.8611 | 820323.5504 | 824530.1682 | 828757.819 | 3517113.0487 | 3608575.9421 | 3702348.3882 | 3798488.7061 | 3897056.6875 | 3998113.634 | 4101722.395
Reduced Air Travel | 2010$ | 2554543.5641 | 0 | 123606.7769 | 124003.004 | 124307.0398 | 124563.3538 | 124789.1709 | 187489.9879 | 187771.5968 | 188033.712 | 188279.896 | 188512.7426 | 188734.2099 | 188945.8193 | 189148.7805 | 189344.0745 | 189532.5095 | 189714.7613 | 189891.4013 | 190062.918 | 190229.733 | 190392.2128 | 190550.679 | 190705.415 | 190856.6724 | 191004.6758 | 191149.6267 | 191291.7063 | 191431.079 | 191567.8937 | 191702.2863 | 191834.3811 | 191964.2921 | 192092.1241 | 192217.9738 | 192341.9307 | 192464.0778 | 192584.492 | 192703.2451 | 192820.4039 | 192936.0311 | 876364.3637 | 944685.6268 | 949431.3232 | 953509.655 | 957142.5919 | 960450.7017 | 963508.2499
Reduced Automobile Reliance Strategies | 2010$ | -2165760.9659 | 0 | 0 | -102475 | -104950 | -107425 | -109900 | -112375 | -164850 | -167325 | -169800 | -172275 | -174750 | -174750 | -174750 | -174750 | -174750 | -174750 | -174750 | -174750 | -174750 | -174750 | -174750 | -174750 | -174750 | -174750 | -174750 | -174750 | -174750 | -174750 | -174750 | -174750 | -174750 | -174750 | -174750 | -174750 | -174750 | -174750 | -174750 | -174750 | -174750 | -724250 | -871275 | -873750 | -873750 | -873750 | -873750 | -873750
Waste Reduction | 2010$ | 43933.9021 | 0 | 0 | 3148 | 3148 | 3148 | 3148 | 3148 | 3148 | 3148 | 3148 | 3148 | 3148 | 3148 | 3148 | 3148 | 3148 | 3148 | 3148 | 3148 | 3148 | 3148 | 3148 | 3148 | 3148 | 3148 | 3148 | 3148 | 3148 | 3148 | 3148 | 3148 | 3148 | 3148 | 3148 | 3148 | 3148 | 3148 | 3148 | 3148 | 3148 | 15740 | 15740 | 15740 | 15740 | 15740 | 15740 | 15740
Steam Line Improvements | 2010$ | 5520765.9618 | 0 | 0 | 318930.9882 | 325674.3829 | 331089.06 | 340270.0598 | 345795.673 | 351368.0355 | 356987.4767 | 362654.3282 | 368368.9235 | 374131.5983 | 379942.6907 | 385802.5408 | 391711.4907 | 397669.8851 | 403678.0707 | 409736.3964 | 415845.2133 | 422004.8751 | 428215.7373 | 434478.158 | 440792.4976 | 447159.1185 | 453578.3859 | 460050.667 | 466576.3314 | 473155.7512 | 479789.3008 | 486477.357 | 493220.299 | 500018.5085 | 506872.3696 | 513782.2688 | 520748.5953 | 527771.7404 | 534852.0983 | 541990.0654 | 549186.0409 | 556440.4265 | 1757075.5732 | 1899957.244 | 2048934.4406 | 2204223.8973 | 2366049.4073 | 2534642.0412 | 2710240.3715
Coal to Natural Gas Conversion @ Steam Plant | 2010$ | -4228976.1406 | 0 | 0 | 0 | 0 | 0 | -303812.5534 | -308746.1366 | -313721.4603 | -318738.8185 | -323798.5073 | -328900.8245 | -334046.0699 | -339234.5453 | -344466.5543 | -349742.4024 | -355062.3974 | -360426.8488 | -365836.0682 | -371290.3691 | -376790.067 | -382335.4797 | -387926.9268 | -393564.73 | -399249.213 | -404980.7017 | -410759.5241 | -416586.0102 | -422460.4921 | -428383.3043 | -434354.783 | -440375.267 | -446445.0969 | -452564.6157 | -458734.1686 | -464954.1029 | -471224.7682 | -477546.5163 | -483919.7013 | -490344.6794 | -496821.8093 | -1568817.4761 | -1696390.3965 | -1829405.7506 | -1968057.0512 | -2112544.1137 | -2263073.2511 | -2419857.4745
On-site Wind | 2010$ | -75306.6255 | 0 | -6057.54 | -5982.7077 | -5907.5012 | -5831.9187 | -5755.9583 | -5679.6181 | -5602.8962 | -5525.7907 | -5448.2997 | -5370.4212 | -5292.1533 | -5213.494 | -5134.4415 | -5054.9937 | -4975.1487 | -4894.9044 | -4814.2589 | -4733.2102 | -4651.7563 | -4569.8951 | -4487.6245 | -4404.9427 | -4321.8474 | -4238.3366 | -4154.4083 | -4070.0603 | -3985.2906 | -3900.0971 | -3814.4776 | -3728.43 | -3641.9521 | -3555.0419 | -3467.6971 | -3379.9156 | -3291.6951 | -3203.0336 | -3113.9288 | -3024.3784 | -2934.3803 | -28012.563 | -26065.5036 | -24069.2785 | -22022.6463 | -19924.3339 | -17773.0366 | -15567.4163
Solar DHW | 2010$ | 64882.291 | 0 | 0 | 4365.7751 | 4387.604 | 4409.542 | 4431.5897 | 4453.7476 | 4476.0164 | 4498.3965 | 4520.8884 | 4543.4929 | 4566.2104 | 4589.0414 | 4611.9866 | 4635.0465 | 4658.2218 | 4681.5129 | 4704.9205 | 4728.4451 | 4752.0873 | 4775.8477 | 4799.727 | 4823.7256 | 4847.8442 | 4872.0834 | 4896.4439 | 4920.9261 | 4945.5307 | 4970.2584 | 4995.1097 | 5020.0852 | 5045.1856 | 5070.4116 | 5095.7636 | 5121.2424 | 5146.8486 | 5172.5829 | 5198.4458 | 5224.438 | 5250.5602 | 22380.6386 | 22945.7778 | 23525.1875 | 24119.2279 | 24728.2686 | 25352.6884 | 25992.8756
Geo Exchange | 2010$ | 1329921.4699 | 0 | 0 | 0 | 49582.3514 | 49905.2632 | 100459.579 | 101111.8769 | 101767.4363 | 102426.2735 | 103088.4049 | 103753.8469 | 104422.6161 | 105094.7292 | 105770.2029 | 106449.0539 | 107131.2991 | 107816.9556 | 108506.0404 | 109198.5706 | 109894.5635 | 110594.0363 | 111297.0065 | 112003.4915 | 112713.509 | 113427.0765 | 114144.2119 | 114864.9329 | 115589.2576 | 116317.2039 | 117048.7899 | 117784.0339 | 118522.954 | 119265.5688 | 120011.8967 | 120761.9561 | 121515.7659 | 122273.3447 | 123034.7115 | 123799.885 | 124568.8845 | 508853.5707 | 525490.449 | 542547.4293 | 560035.1197 | 577964.3963 | 596346.4095 | 615192.5916
Rooftop Solar PV | 2010$ | 747925.0967 | 0 | 0 | 0 | 0 | 0 | 61044.9883 | 61350.2133 | 61656.9643 | 61965.2491 | 62275.0754 | 62586.4508 | 62899.383 | 63213.8799 | 63529.9493 | 63847.5991 | 64166.8371 | 64487.6713 | 64810.1096 | 65134.1602 | 65459.831 | 65787.1301 | 66116.0658 | 66446.6461 | 66778.8793 | 67112.7737 | 67448.3376 | 67785.5793 | 68124.5072 | 68465.1297 | 68807.4554 | 69151.4926 | 69497.2501 | 69844.7364 | 70193.96 | 70544.9298 | 70897.6545 | 71252.1428 | 71608.4035 | 71966.4455 | 72326.2777 | 308292.4904 | 316077.2621 | 324058.6091 | 332241.495 | 340631.0091 | 349232.369 | 358050.9239
Blank | 2010$ | 0 | 0 | 0 | 0 | 0 | 0 | 0 | 0 | 0 | 0 | 0 | 0 | 0 | 0 | 0 | 0 | 0 | 0 | 0 | 0 | 0 | 0 | 0 | 0 | 0 | 0 | 0 | 0 | 0 | 0 | 0 | 0 | 0 | 0 | 0 | 0 | 0 | 0 | 0 | 0 | 0 | 0 | 0 | 0 | 0 | 0 | 0 | 0
Blank | 2010$ | 0 | 0 | 0 | 0 | 0 | 0 | 0 | 0 | 0 | 0 | 0 | 0 | 0 | 0 | 0 | 0 | 0 | 0 | 0 | 0 | 0 | 0 | 0 | 0 | 0 | 0 | 0 | 0 | 0 | 0 | 0 | 0 | 0 | 0 | 0 | 0 | 0 | 0 | 0 | 0 | 0 | 0 | 0 | 0 | 0 | 0 | 0 | 0
Blank | 2010$ | 0 | 0 | 0 | 0 | 0 | 0 | 0 | 0 | 0 | 0 | 0 | 0 | 0 | 0 | 0 | 0 | 0 | 0 | 0 | 0 | 0 | 0 | 0 | 0 | 0 | 0 | 0 | 0 | 0 | 0 | 0 | 0 | 0 | 0 | 0 | 0 | 0 | 0 | 0 | 0 | 0 | 0 | 0 | 0 | 0 | 0 | 0 | 0
Blank | 2010$ | 0 | 0 | 0 | 0 | 0 | 0 | 0 | 0 | 0 | 0 | 0 | 0 | 0 | 0 | 0 | 0 | 0 | 0 | 0 | 0 | 0 | 0 | 0 | 0 | 0 | 0 | 0 | 0 | 0 | 0 | 0 | 0 | 0 | 0 | 0 | 0 | 0 | 0 | 0 | 0 | 0 | 0 | 0 | 0 | 0 | 0 | 0 | 0
Blank | 2010$ | 0 | 0 | 0 | 0 | 0 | 0 | 0 | 0 | 0 | 0 | 0 | 0 | 0 | 0 | 0 | 0 | 0 | 0 | 0 | 0 | 0 | 0 | 0 | 0 | 0 | 0 | 0 | 0 | 0 | 0 | 0 | 0 | 0 | 0 | 0 | 0 | 0 | 0 | 0 | 0 | 0 | 0 | 0 | 0 | 0 | 0 | 0 | 0
Blank | 2010$ | 0 | 0 | 0 | 0 | 0 | 0 | 0 | 0 | 0 | 0 | 0 | 0 | 0 | 0 | 0 | 0 | 0 | 0 | 0 | 0 | 0 | 0 | 0 | 0 | 0 | 0 | 0 | 0 | 0 | 0 | 0 | 0 | 0 | 0 | 0 | 0 | 0 | 0 | 0 | 0 | 0 | 0 | 0 | 0 | 0 | 0 | 0 | 0
Blank | 2010$ | 0 | 0 | 0 | 0 | 0 | 0 | 0 | 0 | 0 | 0 | 0 | 0 | 0 | 0 | 0 | 0 | 0 | 0 | 0 | 0 | 0 | 0 | 0 | 0 | 0 | 0 | 0 | 0 | 0 | 0 | 0 | 0 | 0 | 0 | 0 | 0 | 0 | 0 | 0 | 0 | 0 | 0 | 0 | 0 | 0 | 0 | 0 | 0
Blank | 2010$ | 0 | 0 | 0 | 0 | 0 | 0 | 0 | 0 | 0 | 0 | 0 | 0 | 0 | 0 | 0 | 0 | 0 | 0 | 0 | 0 | 0 | 0 | 0 | 0 | 0 | 0 | 0 | 0 | 0 | 0 | 0 | 0 | 0 | 0 | 0 | 0 | 0 | 0 | 0 | 0 | 0 | 0 | 0 | 0 | 0 | 0 | 0 | 0
Blank | 2010$ | 0 | 0 | 0 | 0 | 0 | 0 | 0 | 0 | 0 | 0 | 0 | 0 | 0 | 0 | 0 | 0 | 0 | 0 | 0 | 0 | 0 | 0 | 0 | 0 | 0 | 0 | 0 | 0 | 0 | 0 | 0 | 0 | 0 | 0 | 0 | 0 | 0 | 0 | 0 | 0 | 0 | 0 | 0 | 0 | 0 | 0 | 0 | 0
Blank | 2010$ | 0 | 0 | 0 | 0 | 0 | 0 | 0 | 0 | 0 | 0 | 0 | 0 | 0 | 0 | 0 | 0 | 0 | 0 | 0 | 0 | 0 | 0 | 0 | 0 | 0 | 0 | 0 | 0 | 0 | 0 | 0 | 0 | 0 | 0 | 0 | 0 | 0 | 0 | 0 | 0 | 0 | 0 | 0 | 0 | 0 | 0 | 0 | 0
Blank | 2010$ | 0 | 0 | 0 | 0 | 0 | 0 | 0 | 0 | 0 | 0 | 0 | 0 | 0 | 0 | 0 | 0 | 0 | 0 | 0 | 0 | 0 | 0 | 0 | 0 | 0 | 0 | 0 | 0 | 0 | 0 | 0 | 0 | 0 | 0 | 0 | 0 | 0 | 0 | 0 | 0 | 0 | 0 | 0 | 0 | 0 | 0 | 0 | 0
Sustainability Driven-Master Plan | 2010$ | -537861.8709 | 0 | -600000 | 0 | 0 | 0 | 0 | 0 | 0 | 0 | 0 | 0 | 0 | 0 | 0 | 0 | 0 | 0 | 0 | 0 | 0 | 0 | 0 | 0 | 0 | 0 | 0 | 0 | 0 | 0 | 0 | 0 | 0 | 0 | 0 | 0 | 0 | 0 | 0 | 0 | 0 | 0 | 0 | 0 | 0 | 0 | 0 | 0
Research and Curriculum | 2010$ | -4867919.5727 | -200000 | -315000 | -315000 | -315000 | -315000 | -315000 | -315000 | -315000 | -315000 | -315000 | -315000 | -315000 | -315000 | -315000 | -315000 | -315000 | -315000 | -315000 | -315000 | -315000 | -315000 | -315000 | -315000 | -315000 | -315000 | -315000 | -315000 | -315000 | -315000 | -315000 | -315000 | -315000 | -315000 | -315000 | -315000 | -315000 | -315000 | -315000 | -315000 | -315000 | -1575000 | -1575000 | -1575000 | -1575000 | -1575000 | -1575000 | -1575000
Incremental OPEX (Non-Fuel and Fuel) | 2010$ | 186493195.9884 | 37052.0534 | 100980.8503 | 3110200.2492 | 4369583.5859 | 5840539.0727 | 6775416.2032 | 7151490.7378 | 7944926.3812 | 8643915.4662 | 9435585.7466 | 10231662.8602 | 11032170.2014 | 11839606.0118 | 12610923.734 | 13315047.8651 | 14023262.1084 | 14735594.233 | 15452072.1935 | 16172724.1483 | 16897578.4719 | 17626663.7646 | 18339815.226 | 19204290.7051 | 19925643.8337 | 20723146.9109 | 21323356.494 | 22588255.1209 | 23194957.2274 | 23893236.1642 | 24506517.6314 | 25123121.8217 | 25743071.0191 | 26366387.6994 | 26993094.53 | 27623214.3695 | 28256770.2682 | 28893785.4676 | 29534283.4003 | 30178287.6902 | 30825822.152 | 39951334.5349 | 59029410.6725 | 77281231.1551 | 95819560.4403 | 115506322.6379 | 131848889.4396 | 147688948.9783
HOME

## PortfolioCFStatement
Offset |  |  |  | Units | PV (2011$) | 2011 | 2012 | 2013 | 2014 | 2015 | 2016 | 2017 | 2018 | 2019 | 2020 | 2021 | 2022 | 2023 | 2024 | 2025 | 2026 | 2027 | 2028 | 2029 | 2030 | 2031 | 2032 | 2033 | 2034 | 2035 | 2036 | 2037 | 2038 | 2039 | 2040 | 2041 | 2042 | 2043 | 2044 | 2045 | 2046 | 2047 | 2048 | 2049 | 2050 | 2016-2020 | 2021-2025 | 2026-2030 | 2031-2035 | 2036-2040 | 2041-2045 | 2046-2050
Row | Column | Item # | GHG Reductions
18 | 19 | 1 | Behavior Change | MTCO2e | 0 | 0 | 0 | 0 | 0 | 0 | 0 | 0 | 0 | 0 | 0 | 0 | 0 | 0 | 0 | 0 | 0 | 0 | 0 | 0 | 0 | 0 | 0 | 0 | 0 | 0 | 0 | 0 | 0 | 0 | 0 | 0 | 0 | 0 | 0 | 0 | 0 | 0 | 0 | 0 | 0 | 0 | 0 | 0 | 0 | 0 | 0 | 0
18 | 19 | 2 | Building Design & Construction Standards | MTCO2e | 0 | 0 | 0 | 0 | 0 | 0 | 0 | 0 | 0 | 0 | 0 | 0 | 0 | 0 | 0 | 0 | 0 | 0 | 0 | 0 | 0 | 0 | 0 | 0 | 0 | 0 | 0 | 0 | 0 | 0 | 0 | 0 | 0 | 0 | 0 | 0 | 0 | 0 | 0 | 0 | 0 | 0 | 0 | 0 | 0 | 0 | 0 | 0
18 | 19 | 3 | Space Planning & Management | MTCO2e | 0 | 0 | 0 | 0 | 0 | 0 | 0 | 0 | 0 | 0 | 0 | 0 | 0 | 0 | 0 | 0 | 0 | 0 | 0 | 0 | 0 | 0 | 0 | 0 | 0 | 0 | 0 | 0 | 0 | 0 | 0 | 0 | 0 | 0 | 0 | 0 | 0 | 0 | 0 | 0 | 0 | 0 | 0 | 0 | 0 | 0 | 0 | 0
18 | 19 | 4 | Central Chiller Expansion | MTCO2e | 0 | 0 | 0 | 0 | 0 | 0 | 0 | 0 | 0 | 0 | 0 | 0 | 0 | 0 | 0 | 0 | 0 | 0 | 0 | 0 | 0 | 0 | 0 | 0 | 0 | 0 | 0 | 0 | 0 | 0 | 0 | 0 | 0 | 0 | 0 | 0 | 0 | 0 | 0 | 0 | 0 | 0 | 0 | 0 | 0 | 0 | 0 | 0
18 | 19 | 5 | Short-term Energy Conservation Measures | MTCO2e | 0 | 0 | 0 | 0 | 0 | 0 | 0 | 0 | 0 | 0 | 0 | 0 | 0 | 0 | 0 | 0 | 0 | 0 | 0 | 0 | 0 | 0 | 0 | 0 | 0 | 0 | 0 | 0 | 0 | 0 | 0 | 0 | 0 | 0 | 0 | 0 | 0 | 0 | 0 | 0 | 0 | 0 | 0 | 0 | 0 | 0 | 0 | 0
18 | 19 | 6 | Mid-term Energy Conservation Measures | MTCO2e | 0 | 0 | 0 | 0 | 0 | 0 | 0 | 0 | 0 | 0 | 0 | 0 | 0 | 0 | 0 | 0 | 0 | 0 | 0 | 0 | 0 | 0 | 0 | 0 | 0 | 0 | 0 | 0 | 0 | 0 | 0 | 0 | 0 | 0 | 0 | 0 | 0 | 0 | 0 | 0 | 0 | 0 | 0 | 0 | 0 | 0 | 0 | 0
18 | 19 | 7 | Long-term Energy Conservation Measures | MTCO2e | 0 | 0 | 0 | 0 | 0 | 0 | 0 | 0 | 0 | 0 | 0 | 0 | 0 | 0 | 0 | 0 | 0 | 0 | 0 | 0 | 0 | 0 | 0 | 0 | 0 | 0 | 0 | 0 | 0 | 0 | 0 | 0 | 0 | 0 | 0 | 0 | 0 | 0 | 0 | 0 | 0 | 0 | 0 | 0 | 0 | 0 | 0 | 0
18 | 19 | 8 | Green IT | MTCO2e | 0 | 0 | 0 | 0 | 0 | 0 | 0 | 0 | 0 | 0 | 0 | 0 | 0 | 0 | 0 | 0 | 0 | 0 | 0 | 0 | 0 | 0 | 0 | 0 | 0 | 0 | 0 | 0 | 0 | 0 | 0 | 0 | 0 | 0 | 0 | 0 | 0 | 0 | 0 | 0 | 0 | 0 | 0 | 0 | 0 | 0 | 0 | 0
18 | 19 | 9 | Reduced Air Travel | MTCO2e | 0 | 0 | 0 | 0 | 0 | 0 | 0 | 0 | 0 | 0 | 0 | 0 | 0 | 0 | 0 | 0 | 0 | 0 | 0 | 0 | 0 | 0 | 0 | 0 | 0 | 0 | 0 | 0 | 0 | 0 | 0 | 0 | 0 | 0 | 0 | 0 | 0 | 0 | 0 | 0 | 0 | 0 | 0 | 0 | 0 | 0 | 0 | 0
18 | 19 | 10 | Reduced Automobile Reliance Strategies | MTCO2e | 0 | 0 | 0 | 0 | 0 | 0 | 0 | 0 | 0 | 0 | 0 | 0 | 0 | 0 | 0 | 0 | 0 | 0 | 0 | 0 | 0 | 0 | 0 | 0 | 0 | 0 | 0 | 0 | 0 | 0 | 0 | 0 | 0 | 0 | 0 | 0 | 0 | 0 | 0 | 0 | 0 | 0 | 0 | 0 | 0 | 0 | 0 | 0
18 | 19 | 11 | Waste Reduction | MTCO2e | 0 | 0 | 0 | 0 | 0 | 0 | 0 | 0 | 0 | 0 | 0 | 0 | 0 | 0 | 0 | 0 | 0 | 0 | 0 | 0 | 0 | 0 | 0 | 0 | 0 | 0 | 0 | 0 | 0 | 0 | 0 | 0 | 0 | 0 | 0 | 0 | 0 | 0 | 0 | 0 | 0 | 0 | 0 | 0 | 0 | 0 | 0 | 0
18 | 19 | 12 | Steam Line Improvements | MTCO2e | 0 | 0 | 0 | 0 | 0 | 0 | 0 | 0 | 0 | 0 | 0 | 0 | 0 | 0 | 0 | 0 | 0 | 0 | 0 | 0 | 0 | 0 | 0 | 0 | 0 | 0 | 0 | 0 | 0 | 0 | 0 | 0 | 0 | 0 | 0 | 0 | 0 | 0 | 0 | 0 | 0 | 0 | 0 | 0 | 0 | 0 | 0 | 0
18 | 19 | 13 | Coal to Natural Gas Conversion @ Steam Plant | MTCO2e | 0 | 0 | 0 | 0 | 0 | 0 | 0 | 0 | 0 | 0 | 0 | 0 | 0 | 0 | 0 | 0 | 0 | 0 | 0 | 0 | 0 | 0 | 0 | 0 | 0 | 0 | 0 | 0 | 0 | 0 | 0 | 0 | 0 | 0 | 0 | 0 | 0 | 0 | 0 | 0 | 0 | 0 | 0 | 0 | 0 | 0 | 0 | 0
18 | 19 | 14 | On-site Wind | MTCO2e | 0 | 0 | 0 | 0 | 0 | 0 | 0 | 0 | 0 | 0 | 0 | 0 | 0 | 0 | 0 | 0 | 0 | 0 | 0 | 0 | 0 | 0 | 0 | 0 | 0 | 0 | 0 | 0 | 0 | 0 | 0 | 0 | 0 | 0 | 0 | 0 | 0 | 0 | 0 | 0 | 0 | 0 | 0 | 0 | 0 | 0 | 0 | 0
18 | 19 | 15 | Solar DHW | MTCO2e | 0 | 0 | 0 | 0 | 0 | 0 | 0 | 0 | 0 | 0 | 0 | 0 | 0 | 0 | 0 | 0 | 0 | 0 | 0 | 0 | 0 | 0 | 0 | 0 | 0 | 0 | 0 | 0 | 0 | 0 | 0 | 0 | 0 | 0 | 0 | 0 | 0 | 0 | 0 | 0 | 0 | 0 | 0 | 0 | 0 | 0 | 0 | 0
18 | 19 | 16 | Geo Exchange | MTCO2e | 0 | 0 | 0 | 0 | 0 | 0 | 0 | 0 | 0 | 0 | 0 | 0 | 0 | 0 | 0 | 0 | 0 | 0 | 0 | 0 | 0 | 0 | 0 | 0 | 0 | 0 | 0 | 0 | 0 | 0 | 0 | 0 | 0 | 0 | 0 | 0 | 0 | 0 | 0 | 0 | 0 | 0 | 0 | 0 | 0 | 0 | 0 | 0
18 | 19 | 17 | Rooftop Solar PV | MTCO2e | 0 | 0 | 0 | 0 | 0 | 0 | 0 | 0 | 0 | 0 | 0 | 0 | 0 | 0 | 0 | 0 | 0 | 0 | 0 | 0 | 0 | 0 | 0 | 0 | 0 | 0 | 0 | 0 | 0 | 0 | 0 | 0 | 0 | 0 | 0 | 0 | 0 | 0 | 0 | 0 | 0 | 0 | 0 | 0 | 0 | 0 | 0 | 0
18 | 19 | 18 | Blank | MTCO2e | 0 | 0 | 0 | 0 | 0 | 0 | 0 | 0 | 0 | 0 | 0 | 0 | 0 | 0 | 0 | 0 | 0 | 0 | 0 | 0 | 0 | 0 | 0 | 0 | 0 | 0 | 0 | 0 | 0 | 0 | 0 | 0 | 0 | 0 | 0 | 0 | 0 | 0 | 0 | 0 | 0 | 0 | 0 | 0 | 0 | 0 | 0 | 0
18 | 19 | 19 | Blank | MTCO2e | 0 | 0 | 0 | 0 | 0 | 0 | 0 | 0 | 0 | 0 | 0 | 0 | 0 | 0 | 0 | 0 | 0 | 0 | 0 | 0 | 0 | 0 | 0 | 0 | 0 | 0 | 0 | 0 | 0 | 0 | 0 | 0 | 0 | 0 | 0 | 0 | 0 | 0 | 0 | 0 | 0 | 0 | 0 | 0 | 0 | 0 | 0 | 0
18 | 19 | 20 | Blank | MTCO2e | 0 | 0 | 0 | 0 | 0 | 0 | 0 | 0 | 0 | 0 | 0 | 0 | 0 | 0 | 0 | 0 | 0 | 0 | 0 | 0 | 0 | 0 | 0 | 0 | 0 | 0 | 0 | 0 | 0 | 0 | 0 | 0 | 0 | 0 | 0 | 0 | 0 | 0 | 0 | 0 | 0 | 0 | 0 | 0 | 0 | 0 | 0 | 0
18 | 19 | 21 | Blank | MTCO2e | 0 | 0 | 0 | 0 | 0 | 0 | 0 | 0 | 0 | 0 | 0 | 0 | 0 | 0 | 0 | 0 | 0 | 0 | 0 | 0 | 0 | 0 | 0 | 0 | 0 | 0 | 0 | 0 | 0 | 0 | 0 | 0 | 0 | 0 | 0 | 0 | 0 | 0 | 0 | 0 | 0 | 0 | 0 | 0 | 0 | 0 | 0 | 0
18 | 19 | 22 | Blank | MTCO2e | 0 | 0 | 0 | 0 | 0 | 0 | 0 | 0 | 0 | 0 | 0 | 0 | 0 | 0 | 0 | 0 | 0 | 0 | 0 | 0 | 0 | 0 | 0 | 0 | 0 | 0 | 0 | 0 | 0 | 0 | 0 | 0 | 0 | 0 | 0 | 0 | 0 | 0 | 0 | 0 | 0 | 0 | 0 | 0 | 0 | 0 | 0 | 0
18 | 19 | 23 | Blank | MTCO2e | 0 | 0 | 0 | 0 | 0 | 0 | 0 | 0 | 0 | 0 | 0 | 0 | 0 | 0 | 0 | 0 | 0 | 0 | 0 | 0 | 0 | 0 | 0 | 0 | 0 | 0 | 0 | 0 | 0 | 0 | 0 | 0 | 0 | 0 | 0 | 0 | 0 | 0 | 0 | 0 | 0 | 0 | 0 | 0 | 0 | 0 | 0 | 0
18 | 19 | 24 | Blank | MTCO2e | 0 | 0 | 0 | 0 | 0 | 0 | 0 | 0 | 0 | 0 | 0 | 0 | 0 | 0 | 0 | 0 | 0 | 0 | 0 | 0 | 0 | 0 | 0 | 0 | 0 | 0 | 0 | 0 | 0 | 0 | 0 | 0 | 0 | 0 | 0 | 0 | 0 | 0 | 0 | 0 | 0 | 0 | 0 | 0 | 0 | 0 | 0 | 0
18 | 19 | 25 | Blank | MTCO2e | 0 | 0 | 0 | 0 | 0 | 0 | 0 | 0 | 0 | 0 | 0 | 0 | 0 | 0 | 0 | 0 | 0 | 0 | 0 | 0 | 0 | 0 | 0 | 0 | 0 | 0 | 0 | 0 | 0 | 0 | 0 | 0 | 0 | 0 | 0 | 0 | 0 | 0 | 0 | 0 | 0 | 0 | 0 | 0 | 0 | 0 | 0 | 0
18 | 19 | 26 | Blank | MTCO2e | 0 | 0 | 0 | 0 | 0 | 0 | 0 | 0 | 0 | 0 | 0 | 0 | 0 | 0 | 0 | 0 | 0 | 0 | 0 | 0 | 0 | 0 | 0 | 0 | 0 | 0 | 0 | 0 | 0 | 0 | 0 | 0 | 0 | 0 | 0 | 0 | 0 | 0 | 0 | 0 | 0 | 0 | 0 | 0 | 0 | 0 | 0 | 0
18 | 19 | 27 | Blank | MTCO2e | 0 | 0 | 0 | 0 | 0 | 0 | 0 | 0 | 0 | 0 | 0 | 0 | 0 | 0 | 0 | 0 | 0 | 0 | 0 | 0 | 0 | 0 | 0 | 0 | 0 | 0 | 0 | 0 | 0 | 0 | 0 | 0 | 0 | 0 | 0 | 0 | 0 | 0 | 0 | 0 | 0 | 0 | 0 | 0 | 0 | 0 | 0 | 0
18 | 19 | 28 | Blank | MTCO2e | 0 | 0 | 0 | 0 | 0 | 0 | 0 | 0 | 0 | 0 | 0 | 0 | 0 | 0 | 0 | 0 | 0 | 0 | 0 | 0 | 0 | 0 | 0 | 0 | 0 | 0 | 0 | 0 | 0 | 0 | 0 | 0 | 0 | 0 | 0 | 0 | 0 | 0 | 0 | 0 | 0 | 0 | 0 | 0 | 0 | 0 | 0 | 0
18 | 19 | 29 | Blank | MTCO2e | 0 | 0 | 0 | 0 | 0 | 0 | 0 | 0 | 0 | 0 | 0 | 0 | 0 | 0 | 0 | 0 | 0 | 0 | 0 | 0 | 0 | 0 | 0 | 0 | 0 | 0 | 0 | 0 | 0 | 0 | 0 | 0 | 0 | 0 | 0 | 0 | 0 | 0 | 0 | 0 | 0 | 0 | 0 | 0 | 0 | 0 | 0 | 0
18 | 19 | 30 | Blank | MTCO2e | 0 | 0 | 0 | 0 | 0 | 0 | 0 | 0 | 0 | 0 | 0 | 0 | 0 | 0 | 0 | 0 | 0 | 0 | 0 | 0 | 0 | 0 | 0 | 0 | 0 | 0 | 0 | 0 | 0 | 0 | 0 | 0 | 0 | 0 | 0 | 0 | 0 | 0 | 0 | 0 | 0 | 0 | 0 | 0 | 0 | 0 | 0 | 0
|  |  | Scope 1 | MTCO2e |  | 0 | 0 | 0 | 0 | 0 | 0 | 0 | 0 | 0 | 0 | 0 | 0 | 0 | 0 | 0 | 0 | 0 | 0 | 0 | 0 | 0 | 0 | 0 | 0 | 0 | 0 | 0 | 0 | 0 | 0 | 0 | 0 | 0 | 0 | 0 | 0 | 0 | 0 | 0 | 0 | 0 | 0 | 0 | 0 | 0 | 0 | 0
18 | 20 | 1 | Behavior Change | MTCO2e |  | 0 | 0 | -443.0304 | -877.2597 | -1300.8517 | -1720.4743 | -2130.222 | -2531.7906 | -2841.5898 | -3144.8177 | -3441.4642 | -3731.5195 | -4014.9741 | -3973.9066 | -3960.2753 | -3946.6043 | -3932.8949 | -3919.1481 | -3905.365 | -3891.5468 | -3877.6943 | -3863.8086 | -3849.8906 | -3835.9412 | -3831.422 | -3826.873 | -3822.2952 | -3817.6893 | -3813.056 | -3808.3961 | -3803.7102 | -3798.9992 | -3794.2635 | -3789.5038 | -3784.7208 | -3779.915 | -3775.087 | -3770.2373 | -3765.3665 | -3760.475 | -12368.8943 | -19122.1396 | -19595.5592 | -19258.7567 | -19088.3095 | -18971.1975 | -18851.0808
18 | 20 | 2 | Building Design & Construction Standards | MTCO2e |  | 0 | -789.7226 | -3573.5486 | -4637.7326 | -5052.878 | -7226.3576 | -7651.4768 | -8077.7906 | -8505.2602 | -8933.8486 | -9363.5202 | -9794.2409 | -10225.9781 | -10658.7005 | -11092.378 | -11526.9819 | -11962.4845 | -12398.8591 | -12836.0803 | -13274.1234 | -13712.965 | -14152.5821 | -14592.9531 | -15034.0568 | -15475.8729 | -15918.382 | -16361.5651 | -16805.4042 | -17249.8818 | -17694.9809 | -18140.6853 | -18586.9792 | -19033.8474 | -19481.2753 | -19929.2487 | -20377.7539 | -20826.7776 | -21276.307 | -21726.3297 | -22176.8338 | -40394.7337 | -51134.8177 | -61998.5292 | -72968.4298 | -84030.214 | -95172.0358 | -106384.002
18 | 20 | 3 | Space Planning & Management | MTCO2e |  | -2011.5287 | -4023.0574 | -6034.586 | -8046.1147 | -10057.6434 | -12069.1721 | -14080.7008 | -16092.2294 | -18103.7581 | -20115.2868 | -22126.8155 | -24138.3442 | -26149.8728 | -28161.4015 | -30172.9302 | -32184.4589 | -34195.9876 | -36207.5162 | -38219.0449 | -40230.5736 | -42242.1023 | -44253.6309 | -46265.1596 | -48276.6883 | -50288.217 | -52299.7457 | -54311.2743 | -56322.803 | -58334.3317 | -60345.8604 | -62357.3891 | -64368.9177 | -66380.4464 | -68391.9751 | -70403.5038 | -72415.0325 | -74426.5611 | -76438.0898 | -78449.6185 | -80461.1472 | -80461.1472 | -130749.3642 | -181037.5812 | -231325.7981 | -281614.0151 | -331902.2321 | -382190.4491
18 | 20 | 4 | Central Chiller Expansion | MTCO2e |  | 0 | 0 | -2167.9819 | -2218.6346 | -4005.0411 | -4055.6937 | -4712.5079 | -4763.1606 | -4813.8133 | -4864.4659 | -4915.1186 | -4965.7713 | -5016.4239 | -5067.0766 | -5117.7293 | -5168.3819 | -5219.0346 | -5269.6873 | -5320.3399 | -5370.9926 | -5421.6453 | -5421.6453 | -5421.6453 | -5421.6453 | -5421.6453 | -5421.6453 | -5421.6453 | -5421.6453 | -5421.6453 | -5421.6453 | -5421.6453 | -5421.6453 | -5421.6453 | -5421.6453 | -5421.6453 | -5421.6453 | -5421.6453 | -5421.6453 | -5421.6453 | -5421.6453 | -23209.6414 | -25082.1196 | -26348.4363 | -27108.2264 | -27108.2264 | -27108.2264 | -27108.2264
18 | 20 | 5 | Short-term Energy Conservation Measures | MTCO2e |  | 0 | -2742.027 | -5484.0541 | -8226.0811 | -10968.1082 | -13710.1352 | -13710.1352 | -13710.1352 | -13710.1352 | -13710.1352 | -13710.1352 | -13710.1352 | -13710.1352 | -13710.1352 | -13710.1352 | -13710.1352 | -13710.1352 | -13710.1352 | -13710.1352 | -13710.1352 | -13710.1352 | -13710.1352 | -13710.1352 | -13710.1352 | -13710.1352 | -13710.1352 | -13710.1352 | -13710.1352 | -13710.1352 | -13710.1352 | -13710.1352 | -13710.1352 | -13710.1352 | -13710.1352 | -13710.1352 | -13710.1352 | -13710.1352 | -13710.1352 | -13710.1352 | -13710.1352 | -68550.6761 | -68550.6761 | -68550.6761 | -68550.6761 | -68550.6761 | -68550.6761 | -68550.6761
18 | 20 | 6 | Mid-term Energy Conservation Measures | MTCO2e |  | 0 | 0 | 0 | 0 | 0 | 0 | -1651.6937 | -3303.3874 | -4955.0811 | -6606.7748 | -8258.4684 | -9910.1621 | -11561.8558 | -13213.5495 | -13213.5495 | -13213.5495 | -13213.5495 | -13213.5495 | -13213.5495 | -13213.5495 | -13213.5495 | -13213.5495 | -13213.5495 | -13213.5495 | -13213.5495 | -13213.5495 | -13213.5495 | -13213.5495 | -13213.5495 | -13213.5495 | -13213.5495 | -13213.5495 | -13213.5495 | -13213.5495 | -13213.5495 | -13213.5495 | -13213.5495 | -13213.5495 | -13213.5495 | -13213.5495 | -16516.9369 | -56157.5854 | -66067.7475 | -66067.7475 | -66067.7475 | -66067.7475 | -66067.7475
18 | 20 | 7 | Long-term Energy Conservation Measures | MTCO2e |  | 0 | 0 | 0 | 0 | 0 | 0 | 0 | 0 | 0 | 0 | 0 | 0 | 0 | 0 | -1008.2242 | -2016.4483 | -3024.6725 | -4032.8966 | -5041.1208 | -6049.345 | -7057.5691 | -8065.7933 | -9074.0174 | -10082.2416 | -10082.2416 | -10082.2416 | -10082.2416 | -10082.2416 | -10082.2416 | -10082.2416 | -10082.2416 | -10082.2416 | -10082.2416 | -10082.2416 | -10082.2416 | -10082.2416 | -10082.2416 | -10082.2416 | -10082.2416 | -10082.2416 | 0 | -1008.2242 | -20164.4832 | -44361.8631 | -50411.208 | -50411.208 | -50411.208
18 | 20 | 8 | Green IT | MTCO2e |  | 0 | 0 | -1948.4709 | -3896.9419 | -5845.4128 | -5845.4128 | -5845.4128 | -5845.4128 | -5845.4128 | -5845.4128 | -5845.4128 | -5845.4128 | -5845.4128 | -5845.4128 | -5845.4128 | -5845.4128 | -5845.4128 | -5845.4128 | -5845.4128 | -5845.4128 | -5845.4128 | -5845.4128 | -5845.4128 | -5845.4128 | -5845.4128 | -5845.4128 | -5845.4128 | -5845.4128 | -5845.4128 | -5845.4128 | -5845.4128 | -5845.4128 | -5845.4128 | -5845.4128 | -5845.4128 | -5845.4128 | -5845.4128 | -5845.4128 | -5845.4128 | -5845.4128 | -29227.0642 | -29227.0642 | -29227.0642 | -29227.0642 | -29227.0642 | -29227.0642 | -29227.0642
18 | 20 | 9 | Reduced Air Travel | MTCO2e |  | 0 | 0 | 0 | 0 | 0 | 0 | 0 | 0 | 0 | 0 | 0 | 0 | 0 | 0 | 0 | 0 | 0 | 0 | 0 | 0 | 0 | 0 | 0 | 0 | 0 | 0 | 0 | 0 | 0 | 0 | 0 | 0 | 0 | 0 | 0 | 0 | 0 | 0 | 0 | 0 | 0 | 0 | 0 | 0 | 0 | 0 | 0
18 | 20 | 10 | Reduced Automobile Reliance Strategies | MTCO2e |  | 0 | 0 | 0 | 0 | 0 | 0 | 0 | 0 | 0 | 0 | 0 | 0 | 0 | 0 | 0 | 0 | 0 | 0 | 0 | 0 | 0 | 0 | 0 | 0 | 0 | 0 | 0 | 0 | 0 | 0 | 0 | 0 | 0 | 0 | 0 | 0 | 0 | 0 | 0 | 0 | 0 | 0 | 0 | 0 | 0 | 0 | 0
18 | 20 | 11 | Waste Reduction | MTCO2e |  | 0 | 0 | 0 | 0 | 0 | 0 | 0 | 0 | 0 | 0 | 0 | 0 | 0 | 0 | 0 | 0 | 0 | 0 | 0 | 0 | 0 | 0 | 0 | 0 | 0 | 0 | 0 | 0 | 0 | 0 | 0 | 0 | 0 | 0 | 0 | 0 | 0 | 0 | 0 | 0 | 0 | 0 | 0 | 0 | 0 | 0 | 0
18 | 20 | 12 | Steam Line Improvements | MTCO2e |  | 0 | 0 | -3075.9772 | -3125.388 | -3161.5431 | -3233.0465 | -3269.2016 | -3305.3568 | -3341.5119 | -3377.667 | -3413.8221 | -3449.9773 | -3486.1324 | -3522.2875 | -3558.4426 | -3594.5978 | -3630.7529 | -3666.908 | -3703.0631 | -3739.2183 | -3775.3734 | -3811.5285 | -3847.6837 | -3883.8388 | -3919.9939 | -3956.149 | -3992.3042 | -4028.4593 | -4064.6144 | -4100.7695 | -4136.9247 | -4173.0798 | -4209.2349 | -4245.39 | -4281.5452 | -4317.7003 | -4353.8554 | -4390.0106 | -4426.1657 | -4462.3208 | -16526.7838 | -17430.662 | -18334.5401 | -19238.4183 | -20142.2964 | -21046.1746 | -21950.0528
18 | 20 | 13 | Coal to Natural Gas Conversion @ Steam Plant | MTCO2e |  | 0 | 0 | 0 | 0 | 0 | -18056.3657 | -18258.2899 | -18460.214 | -18662.1382 | -18864.0624 | -19065.9865 | -19267.9107 | -19469.8348 | -19671.759 | -19873.6831 | -20075.6073 | -20277.5314 | -20479.4556 | -20681.3798 | -20883.3039 | -21085.2281 | -21287.1522 | -21489.0764 | -21691.0005 | -21892.9247 | -22094.8488 | -22296.773 | -22498.6972 | -22700.6213 | -22902.5455 | -23104.4696 | -23306.3938 | -23508.3179 | -23710.2421 | -23912.1662 | -24114.0904 | -24316.0146 | -24517.9387 | -24719.8629 | -24921.787 | -92301.0702 | -97349.1741 | -102397.278 | -107445.3819 | -112493.4858 | -117541.5897 | -122589.6936
18 | 20 | 14 | On-site Wind | MTCO2e |  | 0 | -124.437 | -124.437 | -124.437 | -124.437 | -124.437 | -124.437 | -124.437 | -124.437 | -124.437 | -124.437 | -124.437 | -124.437 | -124.437 | -124.437 | -124.437 | -124.437 | -124.437 | -124.437 | -124.437 | -124.437 | -124.437 | -124.437 | -124.437 | -124.437 | -124.437 | -124.437 | -124.437 | -124.437 | -124.437 | -124.437 | -124.437 | -124.437 | -124.437 | -124.437 | -124.437 | -124.437 | -124.437 | -124.437 | -124.437 | -622.1849 | -622.1849 | -622.1849 | -622.1849 | -622.1849 | -622.1849 | -622.1849
18 | 20 | 15 | Solar DHW | MTCO2e |  | 0 | 0 | -42.1064 | -42.1064 | -42.1064 | -42.1064 | -42.1064 | -42.1064 | -42.1064 | -42.1064 | -42.1064 | -42.1064 | -42.1064 | -42.1064 | -42.1064 | -42.1064 | -42.1064 | -42.1064 | -42.1064 | -42.1064 | -42.1064 | -42.1064 | -42.1064 | -42.1064 | -42.1064 | -42.1064 | -42.1064 | -42.1064 | -42.1064 | -42.1064 | -42.1064 | -42.1064 | -42.1064 | -42.1064 | -42.1064 | -42.1064 | -42.1064 | -42.1064 | -42.1064 | -42.1064 | -210.5318 | -210.5318 | -210.5318 | -210.5318 | -210.5318 | -210.5318 | -210.5318
18 | 20 | 16 | Geo Exchange | MTCO2e |  | 0 | 0 | 0 | -680.8086 | -680.8086 | -1361.6171 | -1361.6171 | -1361.6171 | -1361.6171 | -1361.6171 | -1361.6171 | -1361.6171 | -1361.6171 | -1361.6171 | -1361.6171 | -1361.6171 | -1361.6171 | -1361.6171 | -1361.6171 | -1361.6171 | -1361.6171 | -1361.6171 | -1361.6171 | -1361.6171 | -1361.6171 | -1361.6171 | -1361.6171 | -1361.6171 | -1361.6171 | -1361.6171 | -1361.6171 | -1361.6171 | -1361.6171 | -1361.6171 | -1361.6171 | -1361.6171 | -1361.6171 | -1361.6171 | -1361.6171 | -1361.6171 | -6808.0856 | -6808.0856 | -6808.0856 | -6808.0856 | -6808.0856 | -6808.0856 | -6808.0856
18 | 20 | 17 | Rooftop Solar PV | MTCO2e |  | 0 | 0 | 0 | 0 | 0 | -497.5264 | -497.5264 | -497.5264 | -497.5264 | -497.5264 | -497.5264 | -497.5264 | -497.5264 | -497.5264 | -497.5264 | -497.5264 | -497.5264 | -497.5264 | -497.5264 | -497.5264 | -497.5264 | -497.5264 | -497.5264 | -497.5264 | -497.5264 | -497.5264 | -497.5264 | -497.5264 | -497.5264 | -497.5264 | -497.5264 | -497.5264 | -497.5264 | -497.5264 | -497.5264 | -497.5264 | -497.5264 | -497.5264 | -497.5264 | -497.5264 | -2487.632 | -2487.632 | -2487.632 | -2487.632 | -2487.632 | -2487.632 | -2487.632
18 | 20 | 18 | Blank | MTCO2e |  | 0 | 0 | 0 | 0 | 0 | 0 | 0 | 0 | 0 | 0 | 0 | 0 | 0 | 0 | 0 | 0 | 0 | 0 | 0 | 0 | 0 | 0 | 0 | 0 | 0 | 0 | 0 | 0 | 0 | 0 | 0 | 0 | 0 | 0 | 0 | 0 | 0 | 0 | 0 | 0 | 0 | 0 | 0 | 0 | 0 | 0 | 0
18 | 20 | 19 | Blank | MTCO2e |  | 0 | 0 | 0 | 0 | 0 | 0 | 0 | 0 | 0 | 0 | 0 | 0 | 0 | 0 | 0 | 0 | 0 | 0 | 0 | 0 | 0 | 0 | 0 | 0 | 0 | 0 | 0 | 0 | 0 | 0 | 0 | 0 | 0 | 0 | 0 | 0 | 0 | 0 | 0 | 0 | 0 | 0 | 0 | 0 | 0 | 0 | 0
18 | 20 | 20 | Blank | MTCO2e |  | 0 | 0 | 0 | 0 | 0 | 0 | 0 | 0 | 0 | 0 | 0 | 0 | 0 | 0 | 0 | 0 | 0 | 0 | 0 | 0 | 0 | 0 | 0 | 0 | 0 | 0 | 0 | 0 | 0 | 0 | 0 | 0 | 0 | 0 | 0 | 0 | 0 | 0 | 0 | 0 | 0 | 0 | 0 | 0 | 0 | 0 | 0
18 | 20 | 21 | Blank | MTCO2e |  | 0 | 0 | 0 | 0 | 0 | 0 | 0 | 0 | 0 | 0 | 0 | 0 | 0 | 0 | 0 | 0 | 0 | 0 | 0 | 0 | 0 | 0 | 0 | 0 | 0 | 0 | 0 | 0 | 0 | 0 | 0 | 0 | 0 | 0 | 0 | 0 | 0 | 0 | 0 | 0 | 0 | 0 | 0 | 0 | 0 | 0 | 0
18 | 20 | 22 | Blank | MTCO2e |  | 0 | 0 | 0 | 0 | 0 | 0 | 0 | 0 | 0 | 0 | 0 | 0 | 0 | 0 | 0 | 0 | 0 | 0 | 0 | 0 | 0 | 0 | 0 | 0 | 0 | 0 | 0 | 0 | 0 | 0 | 0 | 0 | 0 | 0 | 0 | 0 | 0 | 0 | 0 | 0 | 0 | 0 | 0 | 0 | 0 | 0 | 0
18 | 20 | 23 | Blank | MTCO2e |  | 0 | 0 | 0 | 0 | 0 | 0 | 0 | 0 | 0 | 0 | 0 | 0 | 0 | 0 | 0 | 0 | 0 | 0 | 0 | 0 | 0 | 0 | 0 | 0 | 0 | 0 | 0 | 0 | 0 | 0 | 0 | 0 | 0 | 0 | 0 | 0 | 0 | 0 | 0 | 0 | 0 | 0 | 0 | 0 | 0 | 0 | 0
18 | 20 | 24 | Blank | MTCO2e |  | 0 | 0 | 0 | 0 | 0 | 0 | 0 | 0 | 0 | 0 | 0 | 0 | 0 | 0 | 0 | 0 | 0 | 0 | 0 | 0 | 0 | 0 | 0 | 0 | 0 | 0 | 0 | 0 | 0 | 0 | 0 | 0 | 0 | 0 | 0 | 0 | 0 | 0 | 0 | 0 | 0 | 0 | 0 | 0 | 0 | 0 | 0
18 | 20 | 25 | Blank | MTCO2e |  | 0 | 0 | 0 | 0 | 0 | 0 | 0 | 0 | 0 | 0 | 0 | 0 | 0 | 0 | 0 | 0 | 0 | 0 | 0 | 0 | 0 | 0 | 0 | 0 | 0 | 0 | 0 | 0 | 0 | 0 | 0 | 0 | 0 | 0 | 0 | 0 | 0 | 0 | 0 | 0 | 0 | 0 | 0 | 0 | 0 | 0 | 0
18 | 20 | 26 | Blank | MTCO2e |  | 0 | 0 | 0 | 0 | 0 | 0 | 0 | 0 | 0 | 0 | 0 | 0 | 0 | 0 | 0 | 0 | 0 | 0 | 0 | 0 | 0 | 0 | 0 | 0 | 0 | 0 | 0 | 0 | 0 | 0 | 0 | 0 | 0 | 0 | 0 | 0 | 0 | 0 | 0 | 0 | 0 | 0 | 0 | 0 | 0 | 0 | 0
18 | 20 | 27 | Blank | MTCO2e |  | 0 | 0 | 0 | 0 | 0 | 0 | 0 | 0 | 0 | 0 | 0 | 0 | 0 | 0 | 0 | 0 | 0 | 0 | 0 | 0 | 0 | 0 | 0 | 0 | 0 | 0 | 0 | 0 | 0 | 0 | 0 | 0 | 0 | 0 | 0 | 0 | 0 | 0 | 0 | 0 | 0 | 0 | 0 | 0 | 0 | 0 | 0
18 | 20 | 28 | Blank | MTCO2e |  | 0 | 0 | 0 | 0 | 0 | 0 | 0 | 0 | 0 | 0 | 0 | 0 | 0 | 0 | 0 | 0 | 0 | 0 | 0 | 0 | 0 | 0 | 0 | 0 | 0 | 0 | 0 | 0 | 0 | 0 | 0 | 0 | 0 | 0 | 0 | 0 | 0 | 0 | 0 | 0 | 0 | 0 | 0 | 0 | 0 | 0 | 0
18 | 20 | 29 | Blank | MTCO2e |  | 0 | 0 | 0 | 0 | 0 | 0 | 0 | 0 | 0 | 0 | 0 | 0 | 0 | 0 | 0 | 0 | 0 | 0 | 0 | 0 | 0 | 0 | 0 | 0 | 0 | 0 | 0 | 0 | 0 | 0 | 0 | 0 | 0 | 0 | 0 | 0 | 0 | 0 | 0 | 0 | 0 | 0 | 0 | 0 | 0 | 0 | 0
18 | 20 | 30 | Blank | MTCO2e |  | 0 | 0 | 0 | 0 | 0 | 0 | 0 | 0 | 0 | 0 | 0 | 0 | 0 | 0 | 0 | 0 | 0 | 0 | 0 | 0 | 0 | 0 | 0 | 0 | 0 | 0 | 0 | 0 | 0 | 0 | 0 | 0 | 0 | 0 | 0 | 0 | 0 | 0 | 0 | 0 | 0 | 0 | 0 | 0 | 0 | 0 | 0
|  |  | Scope 2 | MTCO2e |  | -2011.5287 | -7679.244 | -22894.1926 | -31875.5045 | -41238.8303 | -67942.3449 | -73335.3276 | -78115.1643 | -82804.3874 | -87488.1581 | -92166.4305 | -96839.1608 | -101506.3069 | -105849.9161 | -109578.4472 | -113307.8649 | -117038.1428 | -120769.2554 | -124501.1783 | -128233.888 | -131967.3618 | -135650.9254 | -139335.2105 | -143020.1969 | -145707.1018 | -148394.6698 | -151082.8831 | -153771.7243 | -156461.1765 | -159151.2237 | -161841.8502 | -164533.041 | -167224.7815 | -169917.0577 | -172609.856 | -175303.1633 | -177996.967 | -180691.2547 | -183386.0146 | -186081.2352 | -389685.3822 | -505940.2614 | -603850.3294 | -695680.7965 | -768861.6775 | -836126.5863 | -903458.6348
18 | 21 | 1 | Behavior Change | MTCO2e |  | 0 | 0 | 0 | 0 | 0 | 0 | 0 | 0 | 0 | 0 | 0 | 0 | 0 | 0 | 0 | 0 | 0 | 0 | 0 | 0 | 0 | 0 | 0 | 0 | 0 | 0 | 0 | 0 | 0 | 0 | 0 | 0 | 0 | 0 | 0 | 0 | 0 | 0 | 0 | 0 | 0 | 0 | 0 | 0 | 0 | 0 | 0
18 | 21 | 2 | Building Design & Construction Standards | MTCO2e |  | 0 | 0 | 0 | 0 | 0 | 0 | 0 | 0 | 0 | 0 | 0 | 0 | 0 | 0 | 0 | 0 | 0 | 0 | 0 | 0 | 0 | 0 | 0 | 0 | 0 | 0 | 0 | 0 | 0 | 0 | 0 | 0 | 0 | 0 | 0 | 0 | 0 | 0 | 0 | 0 | 0 | 0 | 0 | 0 | 0 | 0 | 0
18 | 21 | 3 | Space Planning & Management | MTCO2e |  | 0 | 0 | 0 | 0 | 0 | 0 | 0 | 0 | 0 | 0 | 0 | 0 | 0 | 0 | 0 | 0 | 0 | 0 | 0 | 0 | 0 | 0 | 0 | 0 | 0 | 0 | 0 | 0 | 0 | 0 | 0 | 0 | 0 | 0 | 0 | 0 | 0 | 0 | 0 | 0 | 0 | 0 | 0 | 0 | 0 | 0 | 0
18 | 21 | 4 | Central Chiller Expansion | MTCO2e |  | 0 | 0 | 0 | 0 | 0 | 0 | 0 | 0 | 0 | 0 | 0 | 0 | 0 | 0 | 0 | 0 | 0 | 0 | 0 | 0 | 0 | 0 | 0 | 0 | 0 | 0 | 0 | 0 | 0 | 0 | 0 | 0 | 0 | 0 | 0 | 0 | 0 | 0 | 0 | 0 | 0 | 0 | 0 | 0 | 0 | 0 | 0
18 | 21 | 5 | Short-term Energy Conservation Measures | MTCO2e |  | 0 | 0 | 0 | 0 | 0 | 0 | 0 | 0 | 0 | 0 | 0 | 0 | 0 | 0 | 0 | 0 | 0 | 0 | 0 | 0 | 0 | 0 | 0 | 0 | 0 | 0 | 0 | 0 | 0 | 0 | 0 | 0 | 0 | 0 | 0 | 0 | 0 | 0 | 0 | 0 | 0 | 0 | 0 | 0 | 0 | 0 | 0
18 | 21 | 6 | Mid-term Energy Conservation Measures | MTCO2e |  | 0 | 0 | 0 | 0 | 0 | 0 | 0 | 0 | 0 | 0 | 0 | 0 | 0 | 0 | 0 | 0 | 0 | 0 | 0 | 0 | 0 | 0 | 0 | 0 | 0 | 0 | 0 | 0 | 0 | 0 | 0 | 0 | 0 | 0 | 0 | 0 | 0 | 0 | 0 | 0 | 0 | 0 | 0 | 0 | 0 | 0 | 0
18 | 21 | 7 | Long-term Energy Conservation Measures | MTCO2e |  | 0 | 0 | 0 | 0 | 0 | 0 | 0 | 0 | 0 | 0 | 0 | 0 | 0 | 0 | 0 | 0 | 0 | 0 | 0 | 0 | 0 | 0 | 0 | 0 | 0 | 0 | 0 | 0 | 0 | 0 | 0 | 0 | 0 | 0 | 0 | 0 | 0 | 0 | 0 | 0 | 0 | 0 | 0 | 0 | 0 | 0 | 0
18 | 21 | 8 | Green IT | MTCO2e |  | 0 | 0 | 0 | 0 | 0 | 0 | 0 | 0 | 0 | 0 | 0 | 0 | 0 | 0 | 0 | 0 | 0 | 0 | 0 | 0 | 0 | 0 | 0 | 0 | 0 | 0 | 0 | 0 | 0 | 0 | 0 | 0 | 0 | 0 | 0 | 0 | 0 | 0 | 0 | 0 | 0 | 0 | 0 | 0 | 0 | 0 | 0
18 | 21 | 9 | Reduced Air Travel | MTCO2e |  | 0 | 0 | 0 | 0 | 0 | 0 | 0 | 0 | 0 | 0 | 0 | 0 | 0 | 0 | 0 | 0 | 0 | 0 | 0 | 0 | 0 | 0 | 0 | 0 | 0 | 0 | 0 | 0 | 0 | 0 | 0 | 0 | 0 | 0 | 0 | 0 | 0 | 0 | 0 | 0 | 0 | 0 | 0 | 0 | 0 | 0 | 0
18 | 21 | 10 | Reduced Automobile Reliance Strategies | MTCO2e |  | 0 | 0 | -162.8164 | -326.1924 | -489.9976 | -654.1643 | -818.6495 | -983.4224 | -1148.46 | -1313.7437 | -1479.2585 | -1644.992 | -1644.992 | -1644.992 | -1644.992 | -1644.992 | -1644.992 | -1644.992 | -1644.992 | -1644.992 | -1644.992 | -1644.992 | -1644.992 | -1644.992 | -1644.992 | -1644.992 | -1644.992 | -1644.992 | -1644.992 | -1644.992 | -1644.992 | -1644.992 | -1644.992 | -1644.992 | -1644.992 | -1644.992 | -1644.992 | -1644.992 | -1644.992 | -1644.992 | -4918.4398 | -8059.2265 | -8224.9599 | -8224.9599 | -8224.9599 | -8224.9599 | -8224.9599
18 | 21 | 11 | Waste Reduction | MTCO2e |  | 0 | 0 | 0 | 0 | 0 | 0 | 0 | 0 | 0 | 0 | 0 | 0 | 0 | 0 | 0 | 0 | 0 | 0 | 0 | 0 | 0 | 0 | 0 | 0 | 0 | 0 | 0 | 0 | 0 | 0 | 0 | 0 | 0 | 0 | 0 | 0 | 0 | 0 | 0 | 0 | 0 | 0 | 0 | 0 | 0 | 0 | 0
18 | 21 | 12 | Steam Line Improvements | MTCO2e |  | 0 | 0 | 0 | 0 | 0 | 0 | 0 | 0 | 0 | 0 | 0 | 0 | 0 | 0 | 0 | 0 | 0 | 0 | 0 | 0 | 0 | 0 | 0 | 0 | 0 | 0 | 0 | 0 | 0 | 0 | 0 | 0 | 0 | 0 | 0 | 0 | 0 | 0 | 0 | 0 | 0 | 0 | 0 | 0 | 0 | 0 | 0
18 | 21 | 13 | Coal to Natural Gas Conversion @ Steam Plant | MTCO2e |  | 0 | 0 | 0 | 0 | 0 | 0 | 0 | 0 | 0 | 0 | 0 | 0 | 0 | 0 | 0 | 0 | 0 | 0 | 0 | 0 | 0 | 0 | 0 | 0 | 0 | 0 | 0 | 0 | 0 | 0 | 0 | 0 | 0 | 0 | 0 | 0 | 0 | 0 | 0 | 0 | 0 | 0 | 0 | 0 | 0 | 0 | 0
18 | 21 | 14 | On-site Wind | MTCO2e |  | 0 | 0 | 0 | 0 | 0 | 0 | 0 | 0 | 0 | 0 | 0 | 0 | 0 | 0 | 0 | 0 | 0 | 0 | 0 | 0 | 0 | 0 | 0 | 0 | 0 | 0 | 0 | 0 | 0 | 0 | 0 | 0 | 0 | 0 | 0 | 0 | 0 | 0 | 0 | 0 | 0 | 0 | 0 | 0 | 0 | 0 | 0
18 | 21 | 15 | Solar DHW | MTCO2e |  | 0 | 0 | 0 | 0 | 0 | 0 | 0 | 0 | 0 | 0 | 0 | 0 | 0 | 0 | 0 | 0 | 0 | 0 | 0 | 0 | 0 | 0 | 0 | 0 | 0 | 0 | 0 | 0 | 0 | 0 | 0 | 0 | 0 | 0 | 0 | 0 | 0 | 0 | 0 | 0 | 0 | 0 | 0 | 0 | 0 | 0 | 0
18 | 21 | 16 | Geo Exchange | MTCO2e |  | 0 | 0 | 0 | 0 | 0 | 0 | 0 | 0 | 0 | 0 | 0 | 0 | 0 | 0 | 0 | 0 | 0 | 0 | 0 | 0 | 0 | 0 | 0 | 0 | 0 | 0 | 0 | 0 | 0 | 0 | 0 | 0 | 0 | 0 | 0 | 0 | 0 | 0 | 0 | 0 | 0 | 0 | 0 | 0 | 0 | 0 | 0
18 | 21 | 17 | Rooftop Solar PV | MTCO2e |  | 0 | 0 | 0 | 0 | 0 | 0 | 0 | 0 | 0 | 0 | 0 | 0 | 0 | 0 | 0 | 0 | 0 | 0 | 0 | 0 | 0 | 0 | 0 | 0 | 0 | 0 | 0 | 0 | 0 | 0 | 0 | 0 | 0 | 0 | 0 | 0 | 0 | 0 | 0 | 0 | 0 | 0 | 0 | 0 | 0 | 0 | 0
18 | 21 | 18 | Blank | MTCO2e |  | 0 | 0 | 0 | 0 | 0 | 0 | 0 | 0 | 0 | 0 | 0 | 0 | 0 | 0 | 0 | 0 | 0 | 0 | 0 | 0 | 0 | 0 | 0 | 0 | 0 | 0 | 0 | 0 | 0 | 0 | 0 | 0 | 0 | 0 | 0 | 0 | 0 | 0 | 0 | 0 | 0 | 0 | 0 | 0 | 0 | 0 | 0
18 | 21 | 19 | Blank | MTCO2e |  | 0 | 0 | 0 | 0 | 0 | 0 | 0 | 0 | 0 | 0 | 0 | 0 | 0 | 0 | 0 | 0 | 0 | 0 | 0 | 0 | 0 | 0 | 0 | 0 | 0 | 0 | 0 | 0 | 0 | 0 | 0 | 0 | 0 | 0 | 0 | 0 | 0 | 0 | 0 | 0 | 0 | 0 | 0 | 0 | 0 | 0 | 0
18 | 21 | 20 | Blank | MTCO2e |  | 0 | 0 | 0 | 0 | 0 | 0 | 0 | 0 | 0 | 0 | 0 | 0 | 0 | 0 | 0 | 0 | 0 | 0 | 0 | 0 | 0 | 0 | 0 | 0 | 0 | 0 | 0 | 0 | 0 | 0 | 0 | 0 | 0 | 0 | 0 | 0 | 0 | 0 | 0 | 0 | 0 | 0 | 0 | 0 | 0 | 0 | 0
18 | 21 | 21 | Blank | MTCO2e |  | 0 | 0 | 0 | 0 | 0 | 0 | 0 | 0 | 0 | 0 | 0 | 0 | 0 | 0 | 0 | 0 | 0 | 0 | 0 | 0 | 0 | 0 | 0 | 0 | 0 | 0 | 0 | 0 | 0 | 0 | 0 | 0 | 0 | 0 | 0 | 0 | 0 | 0 | 0 | 0 | 0 | 0 | 0 | 0 | 0 | 0 | 0
18 | 21 | 22 | Blank | MTCO2e |  | 0 | 0 | 0 | 0 | 0 | 0 | 0 | 0 | 0 | 0 | 0 | 0 | 0 | 0 | 0 | 0 | 0 | 0 | 0 | 0 | 0 | 0 | 0 | 0 | 0 | 0 | 0 | 0 | 0 | 0 | 0 | 0 | 0 | 0 | 0 | 0 | 0 | 0 | 0 | 0 | 0 | 0 | 0 | 0 | 0 | 0 | 0
18 | 21 | 23 | Blank | MTCO2e |  | 0 | 0 | 0 | 0 | 0 | 0 | 0 | 0 | 0 | 0 | 0 | 0 | 0 | 0 | 0 | 0 | 0 | 0 | 0 | 0 | 0 | 0 | 0 | 0 | 0 | 0 | 0 | 0 | 0 | 0 | 0 | 0 | 0 | 0 | 0 | 0 | 0 | 0 | 0 | 0 | 0 | 0 | 0 | 0 | 0 | 0 | 0
18 | 21 | 24 | Blank | MTCO2e |  | 0 | 0 | 0 | 0 | 0 | 0 | 0 | 0 | 0 | 0 | 0 | 0 | 0 | 0 | 0 | 0 | 0 | 0 | 0 | 0 | 0 | 0 | 0 | 0 | 0 | 0 | 0 | 0 | 0 | 0 | 0 | 0 | 0 | 0 | 0 | 0 | 0 | 0 | 0 | 0 | 0 | 0 | 0 | 0 | 0 | 0 | 0
18 | 21 | 25 | Blank | MTCO2e |  | 0 | 0 | 0 | 0 | 0 | 0 | 0 | 0 | 0 | 0 | 0 | 0 | 0 | 0 | 0 | 0 | 0 | 0 | 0 | 0 | 0 | 0 | 0 | 0 | 0 | 0 | 0 | 0 | 0 | 0 | 0 | 0 | 0 | 0 | 0 | 0 | 0 | 0 | 0 | 0 | 0 | 0 | 0 | 0 | 0 | 0 | 0
18 | 21 | 26 | Blank | MTCO2e |  | 0 | 0 | 0 | 0 | 0 | 0 | 0 | 0 | 0 | 0 | 0 | 0 | 0 | 0 | 0 | 0 | 0 | 0 | 0 | 0 | 0 | 0 | 0 | 0 | 0 | 0 | 0 | 0 | 0 | 0 | 0 | 0 | 0 | 0 | 0 | 0 | 0 | 0 | 0 | 0 | 0 | 0 | 0 | 0 | 0 | 0 | 0
18 | 21 | 27 | Blank | MTCO2e |  | 0 | 0 | 0 | 0 | 0 | 0 | 0 | 0 | 0 | 0 | 0 | 0 | 0 | 0 | 0 | 0 | 0 | 0 | 0 | 0 | 0 | 0 | 0 | 0 | 0 | 0 | 0 | 0 | 0 | 0 | 0 | 0 | 0 | 0 | 0 | 0 | 0 | 0 | 0 | 0 | 0 | 0 | 0 | 0 | 0 | 0 | 0
18 | 21 | 28 | Blank | MTCO2e |  | 0 | 0 | 0 | 0 | 0 | 0 | 0 | 0 | 0 | 0 | 0 | 0 | 0 | 0 | 0 | 0 | 0 | 0 | 0 | 0 | 0 | 0 | 0 | 0 | 0 | 0 | 0 | 0 | 0 | 0 | 0 | 0 | 0 | 0 | 0 | 0 | 0 | 0 | 0 | 0 | 0 | 0 | 0 | 0 | 0 | 0 | 0
18 | 21 | 29 | Blank | MTCO2e |  | 0 | 0 | 0 | 0 | 0 | 0 | 0 | 0 | 0 | 0 | 0 | 0 | 0 | 0 | 0 | 0 | 0 | 0 | 0 | 0 | 0 | 0 | 0 | 0 | 0 | 0 | 0 | 0 | 0 | 0 | 0 | 0 | 0 | 0 | 0 | 0 | 0 | 0 | 0 | 0 | 0 | 0 | 0 | 0 | 0 | 0 | 0
18 | 21 | 30 | Blank | MTCO2e |  | 0 | 0 | 0 | 0 | 0 | 0 | 0 | 0 | 0 | 0 | 0 | 0 | 0 | 0 | 0 | 0 | 0 | 0 | 0 | 0 | 0 | 0 | 0 | 0 | 0 | 0 | 0 | 0 | 0 | 0 | 0 | 0 | 0 | 0 | 0 | 0 | 0 | 0 | 0 | 0 | 0 | 0 | 0 | 0 | 0 | 0 | 0
|  |  | Scope 3 (Commuting) | MTCO2e |  | 0 | 0 | -162.8164 | -326.1924 | -489.9976 | -654.1643 | -818.6495 | -983.4224 | -1148.46 | -1313.7437 | -1479.2585 | -1644.992 | -1644.992 | -1644.992 | -1644.992 | -1644.992 | -1644.992 | -1644.992 | -1644.992 | -1644.992 | -1644.992 | -1644.992 | -1644.992 | -1644.992 | -1644.992 | -1644.992 | -1644.992 | -1644.992 | -1644.992 | -1644.992 | -1644.992 | -1644.992 | -1644.992 | -1644.992 | -1644.992 | -1644.992 | -1644.992 | -1644.992 | -1644.992 | -1644.992 | -4918.4398 | -8059.2265 | -8224.9599 | -8224.9599 | -8224.9599 | -8224.9599 | -8224.9599
18 | 22 | 1 | Behavior Change | MTCO2e |  | 0 | 0 | 0 | 0 | 0 | 0 | 0 | 0 | 0 | 0 | 0 | 0 | 0 | 0 | 0 | 0 | 0 | 0 | 0 | 0 | 0 | 0 | 0 | 0 | 0 | 0 | 0 | 0 | 0 | 0 | 0 | 0 | 0 | 0 | 0 | 0 | 0 | 0 | 0 | 0 | 0 | 0 | 0 | 0 | 0 | 0 | 0
18 | 22 | 2 | Building Design & Construction Standards | MTCO2e |  | 0 | 0 | 0 | 0 | 0 | 0 | 0 | 0 | 0 | 0 | 0 | 0 | 0 | 0 | 0 | 0 | 0 | 0 | 0 | 0 | 0 | 0 | 0 | 0 | 0 | 0 | 0 | 0 | 0 | 0 | 0 | 0 | 0 | 0 | 0 | 0 | 0 | 0 | 0 | 0 | 0 | 0 | 0 | 0 | 0 | 0 | 0
18 | 22 | 3 | Space Planning & Management | MTCO2e |  | 0 | 0 | 0 | 0 | 0 | 0 | 0 | 0 | 0 | 0 | 0 | 0 | 0 | 0 | 0 | 0 | 0 | 0 | 0 | 0 | 0 | 0 | 0 | 0 | 0 | 0 | 0 | 0 | 0 | 0 | 0 | 0 | 0 | 0 | 0 | 0 | 0 | 0 | 0 | 0 | 0 | 0 | 0 | 0 | 0 | 0 | 0
18 | 22 | 4 | Central Chiller Expansion | MTCO2e |  | 0 | 0 | 0 | 0 | 0 | 0 | 0 | 0 | 0 | 0 | 0 | 0 | 0 | 0 | 0 | 0 | 0 | 0 | 0 | 0 | 0 | 0 | 0 | 0 | 0 | 0 | 0 | 0 | 0 | 0 | 0 | 0 | 0 | 0 | 0 | 0 | 0 | 0 | 0 | 0 | 0 | 0 | 0 | 0 | 0 | 0 | 0
18 | 22 | 5 | Short-term Energy Conservation Measures | MTCO2e |  | 0 | 0 | 0 | 0 | 0 | 0 | 0 | 0 | 0 | 0 | 0 | 0 | 0 | 0 | 0 | 0 | 0 | 0 | 0 | 0 | 0 | 0 | 0 | 0 | 0 | 0 | 0 | 0 | 0 | 0 | 0 | 0 | 0 | 0 | 0 | 0 | 0 | 0 | 0 | 0 | 0 | 0 | 0 | 0 | 0 | 0 | 0
18 | 22 | 6 | Mid-term Energy Conservation Measures | MTCO2e |  | 0 | 0 | 0 | 0 | 0 | 0 | 0 | 0 | 0 | 0 | 0 | 0 | 0 | 0 | 0 | 0 | 0 | 0 | 0 | 0 | 0 | 0 | 0 | 0 | 0 | 0 | 0 | 0 | 0 | 0 | 0 | 0 | 0 | 0 | 0 | 0 | 0 | 0 | 0 | 0 | 0 | 0 | 0 | 0 | 0 | 0 | 0
18 | 22 | 7 | Long-term Energy Conservation Measures | MTCO2e |  | 0 | 0 | 0 | 0 | 0 | 0 | 0 | 0 | 0 | 0 | 0 | 0 | 0 | 0 | 0 | 0 | 0 | 0 | 0 | 0 | 0 | 0 | 0 | 0 | 0 | 0 | 0 | 0 | 0 | 0 | 0 | 0 | 0 | 0 | 0 | 0 | 0 | 0 | 0 | 0 | 0 | 0 | 0 | 0 | 0 | 0 | 0
18 | 22 | 8 | Green IT | MTCO2e |  | 0 | 0 | 0 | 0 | 0 | 0 | 0 | 0 | 0 | 0 | 0 | 0 | 0 | 0 | 0 | 0 | 0 | 0 | 0 | 0 | 0 | 0 | 0 | 0 | 0 | 0 | 0 | 0 | 0 | 0 | 0 | 0 | 0 | 0 | 0 | 0 | 0 | 0 | 0 | 0 | 0 | 0 | 0 | 0 | 0 | 0 | 0
18 | 22 | 9 | Reduced Air Travel | MTCO2e |  | 0 | -561.6748 | -563.4753 | -564.8568 | -566.0215 | -567.0477 | -851.963 | -853.2427 | -854.4337 | -855.5524 | -856.6105 | -857.6168 | -858.5784 | -859.5007 | -860.3881 | -861.2443 | -862.0725 | -862.8752 | -863.6545 | -864.4126 | -865.1509 | -865.8709 | -866.5741 | -867.2614 | -867.9339 | -868.5926 | -869.2382 | -869.8715 | -870.4932 | -871.1039 | -871.7041 | -872.2945 | -872.8753 | -873.4472 | -874.0105 | -874.5655 | -875.1127 | -875.6523 | -876.1847 | -876.7101 | -3982.2395 | -4292.6944 | -4314.2591 | -4332.7912 | -4349.2994 | -4364.3316 | -4378.2253
18 | 22 | 10 | Reduced Automobile Reliance Strategies | MTCO2e |  | 0 | 0 | 0 | 0 | 0 | 0 | 0 | 0 | 0 | 0 | 0 | 0 | 0 | 0 | 0 | 0 | 0 | 0 | 0 | 0 | 0 | 0 | 0 | 0 | 0 | 0 | 0 | 0 | 0 | 0 | 0 | 0 | 0 | 0 | 0 | 0 | 0 | 0 | 0 | 0 | 0 | 0 | 0 | 0 | 0 | 0 | 0
18 | 22 | 11 | Waste Reduction | MTCO2e |  | 0 | 0 | -40.8846 | -81.9379 | -123.1296 | -164.4414 | -205.8605 | -206.1479 | -206.4178 | -206.6731 | -206.9159 | -207.1479 | -207.3704 | -207.5845 | -207.7911 | -207.9909 | -208.1845 | -208.3726 | -208.5555 | -208.7336 | -208.9073 | -209.077 | -209.2428 | -209.4051 | -209.564 | -209.7197 | -209.8725 | -210.0225 | -210.1699 | -210.3147 | -210.4571 | -210.5973 | -210.7352 | -210.8711 | -211.0051 | -211.1371 | -211.2673 | -211.3957 | -211.5225 | -211.6476 | -989.5407 | -1036.8097 | -1041.8371 | -1046.1961 | -1050.0994 | -1053.6658 | -1056.9701
18 | 22 | 12 | Steam Line Improvements | MTCO2e |  | 0 | 0 | 0 | 0 | 0 | 0 | 0 | 0 | 0 | 0 | 0 | 0 | 0 | 0 | 0 | 0 | 0 | 0 | 0 | 0 | 0 | 0 | 0 | 0 | 0 | 0 | 0 | 0 | 0 | 0 | 0 | 0 | 0 | 0 | 0 | 0 | 0 | 0 | 0 | 0 | 0 | 0 | 0 | 0 | 0 | 0 | 0
18 | 22 | 13 | Coal to Natural Gas Conversion @ Steam Plant | MTCO2e |  | 0 | 0 | 0 | 0 | 0 | 0 | 0 | 0 | 0 | 0 | 0 | 0 | 0 | 0 | 0 | 0 | 0 | 0 | 0 | 0 | 0 | 0 | 0 | 0 | 0 | 0 | 0 | 0 | 0 | 0 | 0 | 0 | 0 | 0 | 0 | 0 | 0 | 0 | 0 | 0 | 0 | 0 | 0 | 0 | 0 | 0 | 0
18 | 22 | 14 | On-site Wind | MTCO2e |  | 0 | 0 | 0 | 0 | 0 | 0 | 0 | 0 | 0 | 0 | 0 | 0 | 0 | 0 | 0 | 0 | 0 | 0 | 0 | 0 | 0 | 0 | 0 | 0 | 0 | 0 | 0 | 0 | 0 | 0 | 0 | 0 | 0 | 0 | 0 | 0 | 0 | 0 | 0 | 0 | 0 | 0 | 0 | 0 | 0 | 0 | 0
18 | 22 | 15 | Solar DHW | MTCO2e |  | 0 | 0 | 0 | 0 | 0 | 0 | 0 | 0 | 0 | 0 | 0 | 0 | 0 | 0 | 0 | 0 | 0 | 0 | 0 | 0 | 0 | 0 | 0 | 0 | 0 | 0 | 0 | 0 | 0 | 0 | 0 | 0 | 0 | 0 | 0 | 0 | 0 | 0 | 0 | 0 | 0 | 0 | 0 | 0 | 0 | 0 | 0
18 | 22 | 16 | Geo Exchange | MTCO2e |  | 0 | 0 | 0 | 0 | 0 | 0 | 0 | 0 | 0 | 0 | 0 | 0 | 0 | 0 | 0 | 0 | 0 | 0 | 0 | 0 | 0 | 0 | 0 | 0 | 0 | 0 | 0 | 0 | 0 | 0 | 0 | 0 | 0 | 0 | 0 | 0 | 0 | 0 | 0 | 0 | 0 | 0 | 0 | 0 | 0 | 0 | 0
18 | 22 | 17 | Rooftop Solar PV | MTCO2e |  | 0 | 0 | 0 | 0 | 0 | 0 | 0 | 0 | 0 | 0 | 0 | 0 | 0 | 0 | 0 | 0 | 0 | 0 | 0 | 0 | 0 | 0 | 0 | 0 | 0 | 0 | 0 | 0 | 0 | 0 | 0 | 0 | 0 | 0 | 0 | 0 | 0 | 0 | 0 | 0 | 0 | 0 | 0 | 0 | 0 | 0 | 0
18 | 22 | 18 | Blank | MTCO2e |  | 0 | 0 | 0 | 0 | 0 | 0 | 0 | 0 | 0 | 0 | 0 | 0 | 0 | 0 | 0 | 0 | 0 | 0 | 0 | 0 | 0 | 0 | 0 | 0 | 0 | 0 | 0 | 0 | 0 | 0 | 0 | 0 | 0 | 0 | 0 | 0 | 0 | 0 | 0 | 0 | 0 | 0 | 0 | 0 | 0 | 0 | 0
18 | 22 | 19 | Blank | MTCO2e |  | 0 | 0 | 0 | 0 | 0 | 0 | 0 | 0 | 0 | 0 | 0 | 0 | 0 | 0 | 0 | 0 | 0 | 0 | 0 | 0 | 0 | 0 | 0 | 0 | 0 | 0 | 0 | 0 | 0 | 0 | 0 | 0 | 0 | 0 | 0 | 0 | 0 | 0 | 0 | 0 | 0 | 0 | 0 | 0 | 0 | 0 | 0
18 | 22 | 20 | Blank | MTCO2e |  | 0 | 0 | 0 | 0 | 0 | 0 | 0 | 0 | 0 | 0 | 0 | 0 | 0 | 0 | 0 | 0 | 0 | 0 | 0 | 0 | 0 | 0 | 0 | 0 | 0 | 0 | 0 | 0 | 0 | 0 | 0 | 0 | 0 | 0 | 0 | 0 | 0 | 0 | 0 | 0 | 0 | 0 | 0 | 0 | 0 | 0 | 0
18 | 22 | 21 | Blank | MTCO2e |  | 0 | 0 | 0 | 0 | 0 | 0 | 0 | 0 | 0 | 0 | 0 | 0 | 0 | 0 | 0 | 0 | 0 | 0 | 0 | 0 | 0 | 0 | 0 | 0 | 0 | 0 | 0 | 0 | 0 | 0 | 0 | 0 | 0 | 0 | 0 | 0 | 0 | 0 | 0 | 0 | 0 | 0 | 0 | 0 | 0 | 0 | 0
18 | 22 | 22 | Blank | MTCO2e |  | 0 | 0 | 0 | 0 | 0 | 0 | 0 | 0 | 0 | 0 | 0 | 0 | 0 | 0 | 0 | 0 | 0 | 0 | 0 | 0 | 0 | 0 | 0 | 0 | 0 | 0 | 0 | 0 | 0 | 0 | 0 | 0 | 0 | 0 | 0 | 0 | 0 | 0 | 0 | 0 | 0 | 0 | 0 | 0 | 0 | 0 | 0
18 | 22 | 23 | Blank | MTCO2e |  | 0 | 0 | 0 | 0 | 0 | 0 | 0 | 0 | 0 | 0 | 0 | 0 | 0 | 0 | 0 | 0 | 0 | 0 | 0 | 0 | 0 | 0 | 0 | 0 | 0 | 0 | 0 | 0 | 0 | 0 | 0 | 0 | 0 | 0 | 0 | 0 | 0 | 0 | 0 | 0 | 0 | 0 | 0 | 0 | 0 | 0 | 0
18 | 22 | 24 | Blank | MTCO2e |  | 0 | 0 | 0 | 0 | 0 | 0 | 0 | 0 | 0 | 0 | 0 | 0 | 0 | 0 | 0 | 0 | 0 | 0 | 0 | 0 | 0 | 0 | 0 | 0 | 0 | 0 | 0 | 0 | 0 | 0 | 0 | 0 | 0 | 0 | 0 | 0 | 0 | 0 | 0 | 0 | 0 | 0 | 0 | 0 | 0 | 0 | 0
18 | 22 | 25 | Blank | MTCO2e |  | 0 | 0 | 0 | 0 | 0 | 0 | 0 | 0 | 0 | 0 | 0 | 0 | 0 | 0 | 0 | 0 | 0 | 0 | 0 | 0 | 0 | 0 | 0 | 0 | 0 | 0 | 0 | 0 | 0 | 0 | 0 | 0 | 0 | 0 | 0 | 0 | 0 | 0 | 0 | 0 | 0 | 0 | 0 | 0 | 0 | 0 | 0
18 | 22 | 26 | Blank | MTCO2e |  | 0 | 0 | 0 | 0 | 0 | 0 | 0 | 0 | 0 | 0 | 0 | 0 | 0 | 0 | 0 | 0 | 0 | 0 | 0 | 0 | 0 | 0 | 0 | 0 | 0 | 0 | 0 | 0 | 0 | 0 | 0 | 0 | 0 | 0 | 0 | 0 | 0 | 0 | 0 | 0 | 0 | 0 | 0 | 0 | 0 | 0 | 0
18 | 22 | 27 | Blank | MTCO2e |  | 0 | 0 | 0 | 0 | 0 | 0 | 0 | 0 | 0 | 0 | 0 | 0 | 0 | 0 | 0 | 0 | 0 | 0 | 0 | 0 | 0 | 0 | 0 | 0 | 0 | 0 | 0 | 0 | 0 | 0 | 0 | 0 | 0 | 0 | 0 | 0 | 0 | 0 | 0 | 0 | 0 | 0 | 0 | 0 | 0 | 0 | 0
18 | 22 | 28 | Blank | MTCO2e |  | 0 | 0 | 0 | 0 | 0 | 0 | 0 | 0 | 0 | 0 | 0 | 0 | 0 | 0 | 0 | 0 | 0 | 0 | 0 | 0 | 0 | 0 | 0 | 0 | 0 | 0 | 0 | 0 | 0 | 0 | 0 | 0 | 0 | 0 | 0 | 0 | 0 | 0 | 0 | 0 | 0 | 0 | 0 | 0 | 0 | 0 | 0
18 | 22 | 29 | Blank | MTCO2e |  | 0 | 0 | 0 | 0 | 0 | 0 | 0 | 0 | 0 | 0 | 0 | 0 | 0 | 0 | 0 | 0 | 0 | 0 | 0 | 0 | 0 | 0 | 0 | 0 | 0 | 0 | 0 | 0 | 0 | 0 | 0 | 0 | 0 | 0 | 0 | 0 | 0 | 0 | 0 | 0 | 0 | 0 | 0 | 0 | 0 | 0 | 0
18 | 22 | 30 | Blank | MTCO2e |  | 0 | 0 | 0 | 0 | 0 | 0 | 0 | 0 | 0 | 0 | 0 | 0 | 0 | 0 | 0 | 0 | 0 | 0 | 0 | 0 | 0 | 0 | 0 | 0 | 0 | 0 | 0 | 0 | 0 | 0 | 0 | 0 | 0 | 0 | 0 | 0 | 0 | 0 | 0 | 0 | 0 | 0 | 0 | 0 | 0 | 0 | 0
|  |  | Scope 3 (Air Travel, other) | MTCO2e |  | 0 | -561.6748 | -604.3599 | -646.7947 | -689.1512 | -731.4891 | -1057.8236 | -1059.3906 | -1060.8515 | -1062.2255 | -1063.5263 | -1064.7647 | -1065.9488 | -1067.0851 | -1068.1792 | -1069.2352 | -1070.257 | -1071.2477 | -1072.21 | -1073.1462 | -1074.0582 | -1074.9479 | -1075.8169 | -1076.6665 | -1077.4979 | -1078.3123 | -1079.1108 | -1079.8941 | -1080.6631 | -1081.4186 | -1082.1613 | -1082.8917 | -1083.6106 | -1084.3184 | -1085.0155 | -1085.7026 | -1086.3799 | -1087.048 | -1087.7072 | -1088.3577 | -4971.7802 | -5329.5041 | -5356.0962 | -5378.9874 | -5399.3988 | -5417.9975 | -5435.1954
|  |  | Total GHG Savings | MTCO2e |  | -2011.5287 | -8240.9188 | -23661.369 | -32848.4917 | -42417.979 | -69327.9983 | -75211.8006 | -80157.9773 | -85013.6989 | -89864.1272 | -94709.2154 | -99548.9174 | -104217.2477 | -108561.9932 | -112291.6183 | -116022.0921 | -119753.3918 | -123485.4951 | -127218.3803 | -130952.0261 | -134686.412 | -138370.8653 | -142056.0194 | -145741.8554 | -148429.5917 | -151117.9742 | -153806.9859 | -156496.6103 | -159186.8316 | -161877.6343 | -164569.0034 | -167260.9247 | -169953.3841 | -172646.368 | -175339.8635 | -178033.8579 | -180728.3389 | -183423.2947 | -186118.7137 | -188814.5849 | -399575.6023 | -519328.992 | -617431.3855 | -709284.7438 | -782486.0362 | -849769.5437 | -917118.7901
Incremental Fuel Savings (Cost)
18 | 24 | 1 | Behavior Change | 2010$ | 5460742.8145 | 0 | 0 | 53551.204 | 106568.7606 | 158816.4971 | 211097.0068 | 262678.6678 | 313757.2601 | 353910.4962 | 393634.9048 | 432919.7951 | 471754.4013 | 510127.8791 | 507434.5404 | 508222.4115 | 509000.3579 | 509768.3885 | 510526.5081 | 511274.7174 | 512013.013 | 512741.3876 | 513459.8303 | 514168.3266 | 514866.8584 | 516831.5749 | 518799.043 | 520769.3308 | 522742.5041 | 524718.6264 | 526697.7592 | 528679.9618 | 530665.2914 | 532653.8036 | 534645.5519 | 536640.5882 | 538638.9626 | 540640.7238 | 542645.9186 | 544654.5925 | 546666.7898 | 1535078.3357 | 2430459.0274 | 2552582.9849 | 2572067.9779 | 2613727.2635 | 2663285.1969 | 2713246.9872
18 | 24 | 2 | Building Design & Construction Standards | 2010$ | 9559169.9714 | 0 | 44181.9091 | 195265.5893 | 255670.3939 | 281494.3194 | 404750.1054 | 432619.1548 | 460883.6105 | 489543.2266 | 518597.8842 | 548047.5864 | 577892.4526 | 608132.7132 | 638768.7048 | 669800.8661 | 701229.7335 | 733055.9369 | 765280.1963 | 797903.3184 | 830926.193 | 864349.7899 | 898175.1567 | 932403.415 | 967035.7587 | 1002073.4512 | 1037517.8233 | 1073370.2706 | 1109632.2522 | 1146305.2882 | 1183390.9581 | 1220890.8991 | 1258806.8045 | 1297140.4221 | 1335893.553 | 1375068.0499 | 1414665.8159 | 1454688.8037 | 1495139.0137 | 1536018.4936 | 1577329.3373 | 2306393.9814 | 3042642.3231 | 3828395.3781 | 4664037.5715 | 5550216.5923 | 6487799.7286 | 7477841.4642
18 | 24 | 3 | Space Planning & Management | 2010$ | 28413659.3267 | 118034.8222 | 237249.9927 | 357654.364 | 479256.8477 | 602066.415 | 726092.0965 | 851342.9831 | 977828.2263 | 1105557.0384 | 1234538.6928 | 1364782.5249 | 1496297.9319 | 1629094.3734 | 1763181.3718 | 1898568.5128 | 2035265.4457 | 2173281.8838 | 2312627.6046 | 2453312.4505 | 2595346.3292 | 2738739.2139 | 2883501.1438 | 3029642.2245 | 3177172.6285 | 3326102.5954 | 3476442.4327 | 3628202.5159 | 3781393.2887 | 3936025.2643 | 4092109.0248 | 4249655.2222 | 4408674.5789 | 4569177.8878 | 4731176.0129 | 4894679.8899 | 5059700.5262 | 5226249.0018 | 5394336.4697 | 5563974.1561 | 5735173.3609 | 4895359.0371 | 8151924.7148 | 11569833.7138 | 15155157.8061 | 18914172.5264 | 22853363.5918 | 26979433.5146
18 | 24 | 4 | Central Chiller Expansion | 2010$ | 21754307.6091 | 0 | 0 | 661258.479 | 683024.5013 | 1234772.1297 | 1259590.779 | 1471491.8891 | 1497681.0513 | 1524095.3177 | 1550736.2848 | 1577605.5592 | 1604704.7579 | 1632035.5085 | 1659599.449 | 1687398.228 | 1715433.5047 | 1743706.9493 | 1772220.2425 | 1800975.076 | 1829973.1523 | 1859216.1849 | 1868512.2659 | 1877854.8272 | 1887244.1013 | 1896680.3218 | 1906163.7234 | 1915694.5421 | 1925273.0148 | 1934899.3798 | 1944573.8767 | 1954296.7461 | 1964068.2299 | 1973888.571 | 1983758.0139 | 1993676.8039 | 2003645.188 | 2013663.4139 | 2023731.731 | 2033850.3896 | 2044019.6416 | 7303595.322 | 8161343.5026 | 8862308.9248 | 9389507.7012 | 9626604.5369 | 9869688.3648 | 10118910.364
18 | 24 | 5 | Short-term Energy Conservation Measures | 2010$ | 7941603.621 | 0 | 112453.47 | 226031.4747 | 340742.4481 | 456594.8805 | 573597.3186 | 576465.3052 | 579347.6317 | 582244.3699 | 585155.5917 | 588081.3697 | 591021.7765 | 593976.8854 | 596946.7698 | 599931.5037 | 602931.1612 | 605945.817 | 608975.5461 | 612020.4238 | 615080.5259 | 618155.9286 | 621246.7082 | 624352.9418 | 627474.7065 | 630612.08 | 633765.1404 | 636933.9661 | 640118.6359 | 643319.2291 | 646535.8253 | 649768.5044 | 653017.3469 | 656282.4336 | 659563.8458 | 662861.665 | 666175.9734 | 669506.8532 | 672854.3875 | 676218.6594 | 679599.7527 | 2896810.2171 | 2969958.3051 | 3044953.4741 | 3121842.365 | 3200672.7968 | 3281493.7957 | 3364355.6262
18 | 24 | 6 | Mid-term Energy Conservation Measures | 2010$ | 6781203.7733 | 0 | 0 | 0 | 0 | 0 | 0 | 91096.3196 | 183103.6024 | 276028.6806 | 369878.432 | 464659.7802 | 560379.6949 | 657045.1923 | 754663.3351 | 758436.6518 | 762228.8351 | 766039.9792 | 769870.1791 | 773719.53 | 777588.1277 | 781476.0683 | 785383.4487 | 789310.3659 | 793256.9177 | 797223.2023 | 801209.3183 | 805215.3649 | 809241.4417 | 813287.6489 | 817354.0872 | 821440.8576 | 825548.0619 | 829675.8022 | 833824.1812 | 837993.3021 | 842183.2687 | 846394.185 | 850626.1559 | 854879.2867 | 859153.6831 | 920107.0345 | 3195184.6543 | 3849446.6511 | 3946650.0029 | 4046307.8611 | 4148482.2052 | 4253236.5794
18 | 24 | 7 | Long-term Energy Conservation Measures | 2010$ | 1176257.0945 | 0 | 0 | 0 | 0 | 0 | 0 | 0 | 0 | 0 | 0 | 0 | 0 | 0 | 0 | 24281.6397 | 48806.0958 | 73575.1894 | 98590.7539 | 123854.6345 | 149368.6893 | 175134.7881 | 201154.8138 | 227430.6614 | 253964.2385 | 255234.0597 | 256510.23 | 257792.7812 | 259081.7451 | 260377.1538 | 261679.0396 | 262987.4348 | 264302.3719 | 265623.8838 | 266952.0032 | 268286.7632 | 269628.1971 | 270976.338 | 272331.2197 | 273692.8758 | 275061.3402 | 0 | 24281.6397 | 494195.3629 | 1112918.5616 | 1295440.9497 | 1328152.457 | 1361689.9709
18 | 24 | 8 | Green IT | 2010$ | 9910631.3745 | 0 | 0 | 235520.9962 | 473397.2025 | 713646.2827 | 717214.5141 | 720800.5867 | 724404.5896 | 728026.6126 | 731666.7456 | 735325.0794 | 739001.7048 | 742696.7133 | 746410.1969 | 750142.2478 | 753892.9591 | 757662.4239 | 761450.736 | 765257.9897 | 769084.2796 | 772929.701 | 776794.3495 | 780678.3213 | 784581.7129 | 788504.6214 | 792447.1446 | 796409.3803 | 800391.4272 | 804393.3843 | 808415.3512 | 812457.428 | 816519.7151 | 820602.3137 | 824705.3253 | 828828.8519 | 832972.9962 | 837137.8611 | 841323.5504 | 845530.1682 | 849757.819 | 3622113.0487 | 3713575.9421 | 3807348.3882 | 3903488.7061 | 4002056.6875 | 4103113.634 | 4206722.395
18 | 24 | 9 | Reduced Air Travel | 2010$ | 0 | 0 | 0 | 0 | 0 | 0 | 0 | 0 | 0 | 0 | 0 | 0 | 0 | 0 | 0 | 0 | 0 | 0 | 0 | 0 | 0 | 0 | 0 | 0 | 0 | 0 | 0 | 0 | 0 | 0 | 0 | 0 | 0 | 0 | 0 | 0 | 0 | 0 | 0 | 0 | 0 | 0 | 0 | 0 | 0 | 0 | 0 | 0
18 | 24 | 10 | Reduced Automobile Reliance Strategies | 2010$ | 0 | 0 | 0 | 0 | 0 | 0 | 0 | 0 | 0 | 0 | 0 | 0 | 0 | 0 | 0 | 0 | 0 | 0 | 0 | 0 | 0 | 0 | 0 | 0 | 0 | 0 | 0 | 0 | 0 | 0 | 0 | 0 | 0 | 0 | 0 | 0 | 0 | 0 | 0 | 0 | 0 | 0 | 0 | 0 | 0 | 0 | 0 | 0
18 | 24 | 11 | Waste Reduction | 2010$ | 0 | 0 | 0 | 0 | 0 | 0 | 0 | 0 | 0 | 0 | 0 | 0 | 0 | 0 | 0 | 0 | 0 | 0 | 0 | 0 | 0 | 0 | 0 | 0 | 0 | 0 | 0 | 0 | 0 | 0 | 0 | 0 | 0 | 0 | 0 | 0 | 0 | 0 | 0 | 0 | 0 | 0 | 0 | 0 | 0 | 0 | 0 | 0
18 | 24 | 12 | Steam Line Improvements | 2010$ | 0 | 0 | 0 | 0 | 0 | 0 | 0 | 0 | 0 | 0 | 0 | 0 | 0 | 0 | 0 | 0 | 0 | 0 | 0 | 0 | 0 | 0 | 0 | 0 | 0 | 0 | 0 | 0 | 0 | 0 | 0 | 0 | 0 | 0 | 0 | 0 | 0 | 0 | 0 | 0 | 0 | 0 | 0 | 0 | 0 | 0 | 0 | 0
18 | 24 | 13 | Coal to Natural Gas Conversion @ Steam Plant | 2010$ | 0 | 0 | 0 | 0 | 0 | 0 | 0 | 0 | 0 | 0 | 0 | 0 | 0 | 0 | 0 | 0 | 0 | 0 | 0 | 0 | 0 | 0 | 0 | 0 | 0 | 0 | 0 | 0 | 0 | 0 | 0 | 0 | 0 | 0 | 0 | 0 | 0 | 0 | 0 | 0 | 0 | 0 | 0 | 0 | 0 | 0 | 0 | 0
18 | 24 | 14 | On-site Wind | 2010$ | 236953.7639 | 0 | 14966.46 | 15041.2923 | 15116.4988 | 15192.0813 | 15268.0417 | 15344.3819 | 15421.1038 | 15498.2093 | 15575.7003 | 15653.5788 | 15731.8467 | 15810.506 | 15889.5585 | 15969.0063 | 16048.8513 | 16129.0956 | 16209.7411 | 16290.7898 | 16372.2437 | 16454.1049 | 16536.3755 | 16619.0573 | 16702.1526 | 16785.6634 | 16869.5917 | 16953.9397 | 17038.7094 | 17123.9029 | 17209.5224 | 17295.57 | 17382.0479 | 17468.9581 | 17556.3029 | 17644.0844 | 17732.3049 | 17820.9664 | 17910.0712 | 17999.6216 | 18089.6197 | 77107.437 | 79054.4964 | 81050.7215 | 83097.3537 | 85195.6661 | 87346.9634 | 89552.5837
18 | 24 | 15 | Solar DHW | 2010$ | 0 | 0 | 0 | 0 | 0 | 0 | 0 | 0 | 0 | 0 | 0 | 0 | 0 | 0 | 0 | 0 | 0 | 0 | 0 | 0 | 0 | 0 | 0 | 0 | 0 | 0 | 0 | 0 | 0 | 0 | 0 | 0 | 0 | 0 | 0 | 0 | 0 | 0 | 0 | 0 | 0 | 0 | 0 | 0 | 0 | 0 | 0 | 0
18 | 24 | 16 | Geo Exchange | 2010$ | 0 | 0 | 0 | 0 | 0 | 0 | 0 | 0 | 0 | 0 | 0 | 0 | 0 | 0 | 0 | 0 | 0 | 0 | 0 | 0 | 0 | 0 | 0 | 0 | 0 | 0 | 0 | 0 | 0 | 0 | 0 | 0 | 0 | 0 | 0 | 0 | 0 | 0 | 0 | 0 | 0 | 0 | 0 | 0 | 0 | 0 | 0 | 0
18 | 24 | 17 | Rooftop Solar PV | 2010$ | 747925.0967 | 0 | 0 | 0 | 0 | 0 | 61044.9883 | 61350.2133 | 61656.9643 | 61965.2491 | 62275.0754 | 62586.4508 | 62899.383 | 63213.8799 | 63529.9493 | 63847.5991 | 64166.8371 | 64487.6713 | 64810.1096 | 65134.1602 | 65459.831 | 65787.1301 | 66116.0658 | 66446.6461 | 66778.8793 | 67112.7737 | 67448.3376 | 67785.5793 | 68124.5072 | 68465.1297 | 68807.4554 | 69151.4926 | 69497.2501 | 69844.7364 | 70193.96 | 70544.9298 | 70897.6545 | 71252.1428 | 71608.4035 | 71966.4455 | 72326.2777 | 308292.4904 | 316077.2621 | 324058.6091 | 332241.495 | 340631.0091 | 349232.369 | 358050.9239
18 | 24 | 18 | Blank | 2010$ | 0 | 0 | 0 | 0 | 0 | 0 | 0 | 0 | 0 | 0 | 0 | 0 | 0 | 0 | 0 | 0 | 0 | 0 | 0 | 0 | 0 | 0 | 0 | 0 | 0 | 0 | 0 | 0 | 0 | 0 | 0 | 0 | 0 | 0 | 0 | 0 | 0 | 0 | 0 | 0 | 0 | 0 | 0 | 0 | 0 | 0 | 0 | 0
18 | 24 | 19 | Blank | 2010$ | 0 | 0 | 0 | 0 | 0 | 0 | 0 | 0 | 0 | 0 | 0 | 0 | 0 | 0 | 0 | 0 | 0 | 0 | 0 | 0 | 0 | 0 | 0 | 0 | 0 | 0 | 0 | 0 | 0 | 0 | 0 | 0 | 0 | 0 | 0 | 0 | 0 | 0 | 0 | 0 | 0 | 0 | 0 | 0 | 0 | 0 | 0 | 0
18 | 24 | 20 | Blank | 2010$ | 0 | 0 | 0 | 0 | 0 | 0 | 0 | 0 | 0 | 0 | 0 | 0 | 0 | 0 | 0 | 0 | 0 | 0 | 0 | 0 | 0 | 0 | 0 | 0 | 0 | 0 | 0 | 0 | 0 | 0 | 0 | 0 | 0 | 0 | 0 | 0 | 0 | 0 | 0 | 0 | 0 | 0 | 0 | 0 | 0 | 0 | 0 | 0
18 | 24 | 21 | Blank | 2010$ | 0 | 0 | 0 | 0 | 0 | 0 | 0 | 0 | 0 | 0 | 0 | 0 | 0 | 0 | 0 | 0 | 0 | 0 | 0 | 0 | 0 | 0 | 0 | 0 | 0 | 0 | 0 | 0 | 0 | 0 | 0 | 0 | 0 | 0 | 0 | 0 | 0 | 0 | 0 | 0 | 0 | 0 | 0 | 0 | 0 | 0 | 0 | 0
18 | 24 | 22 | Blank | 2010$ | 0 | 0 | 0 | 0 | 0 | 0 | 0 | 0 | 0 | 0 | 0 | 0 | 0 | 0 | 0 | 0 | 0 | 0 | 0 | 0 | 0 | 0 | 0 | 0 | 0 | 0 | 0 | 0 | 0 | 0 | 0 | 0 | 0 | 0 | 0 | 0 | 0 | 0 | 0 | 0 | 0 | 0 | 0 | 0 | 0 | 0 | 0 | 0
18 | 24 | 23 | Blank | 2010$ | 0 | 0 | 0 | 0 | 0 | 0 | 0 | 0 | 0 | 0 | 0 | 0 | 0 | 0 | 0 | 0 | 0 | 0 | 0 | 0 | 0 | 0 | 0 | 0 | 0 | 0 | 0 | 0 | 0 | 0 | 0 | 0 | 0 | 0 | 0 | 0 | 0 | 0 | 0 | 0 | 0 | 0 | 0 | 0 | 0 | 0 | 0 | 0
18 | 24 | 24 | Blank | 2010$ | 0 | 0 | 0 | 0 | 0 | 0 | 0 | 0 | 0 | 0 | 0 | 0 | 0 | 0 | 0 | 0 | 0 | 0 | 0 | 0 | 0 | 0 | 0 | 0 | 0 | 0 | 0 | 0 | 0 | 0 | 0 | 0 | 0 | 0 | 0 | 0 | 0 | 0 | 0 | 0 | 0 | 0 | 0 | 0 | 0 | 0 | 0 | 0
18 | 24 | 25 | Blank | 2010$ | 0 | 0 | 0 | 0 | 0 | 0 | 0 | 0 | 0 | 0 | 0 | 0 | 0 | 0 | 0 | 0 | 0 | 0 | 0 | 0 | 0 | 0 | 0 | 0 | 0 | 0 | 0 | 0 | 0 | 0 | 0 | 0 | 0 | 0 | 0 | 0 | 0 | 0 | 0 | 0 | 0 | 0 | 0 | 0 | 0 | 0 | 0 | 0
18 | 24 | 26 | Blank | 2010$ | 0 | 0 | 0 | 0 | 0 | 0 | 0 | 0 | 0 | 0 | 0 | 0 | 0 | 0 | 0 | 0 | 0 | 0 | 0 | 0 | 0 | 0 | 0 | 0 | 0 | 0 | 0 | 0 | 0 | 0 | 0 | 0 | 0 | 0 | 0 | 0 | 0 | 0 | 0 | 0 | 0 | 0 | 0 | 0 | 0 | 0 | 0 | 0
18 | 24 | 27 | Blank | 2010$ | 0 | 0 | 0 | 0 | 0 | 0 | 0 | 0 | 0 | 0 | 0 | 0 | 0 | 0 | 0 | 0 | 0 | 0 | 0 | 0 | 0 | 0 | 0 | 0 | 0 | 0 | 0 | 0 | 0 | 0 | 0 | 0 | 0 | 0 | 0 | 0 | 0 | 0 | 0 | 0 | 0 | 0 | 0 | 0 | 0 | 0 | 0 | 0
18 | 24 | 28 | Blank | 2010$ | 0 | 0 | 0 | 0 | 0 | 0 | 0 | 0 | 0 | 0 | 0 | 0 | 0 | 0 | 0 | 0 | 0 | 0 | 0 | 0 | 0 | 0 | 0 | 0 | 0 | 0 | 0 | 0 | 0 | 0 | 0 | 0 | 0 | 0 | 0 | 0 | 0 | 0 | 0 | 0 | 0 | 0 | 0 | 0 | 0 | 0 | 0 | 0
18 | 24 | 29 | Blank | 2010$ | 0 | 0 | 0 | 0 | 0 | 0 | 0 | 0 | 0 | 0 | 0 | 0 | 0 | 0 | 0 | 0 | 0 | 0 | 0 | 0 | 0 | 0 | 0 | 0 | 0 | 0 | 0 | 0 | 0 | 0 | 0 | 0 | 0 | 0 | 0 | 0 | 0 | 0 | 0 | 0 | 0 | 0 | 0 | 0 | 0 | 0 | 0 | 0
18 | 24 | 30 | Blank | 2010$ | 0 | 0 | 0 | 0 | 0 | 0 | 0 | 0 | 0 | 0 | 0 | 0 | 0 | 0 | 0 | 0 | 0 | 0 | 0 | 0 | 0 | 0 | 0 | 0 | 0 | 0 | 0 | 0 | 0 | 0 | 0 | 0 | 0 | 0 | 0 | 0 | 0 | 0 | 0 | 0 | 0 | 0 | 0 | 0 | 0 | 0 | 0 | 0
|  |  | Electricity Savings | 2010$ | 91982454.4455 | 118034.8222 | 408851.8318 | 1744323.3995 | 2353776.6529 | 3462582.6056 | 3968654.8504 | 4483189.5014 | 4814084.0401 | 5136869.2004 | 5462059.3117 | 5789661.7246 | 6119683.9497 | 6452133.651 | 6746423.8756 | 6976598.6668 | 7209003.7814 | 7443653.3348 | 7680561.6173 | 7919743.0903 | 8161212.3846 | 8404984.2975 | 8630880.1581 | 8858906.787 | 9089077.9545 | 9297160.344 | 9507172.785 | 9719127.6707 | 9933037.5262 | 10148915.0075 | 10366772.8998 | 10586624.1167 | 10808481.6986 | 11032358.8124 | 11258268.7503 | 11486224.9285 | 11716240.8872 | 11948330.2896 | 12182506.9212 | 12418784.6891 | 12657177.6219 | 23864856.9039 | 32084501.8676 | 38414174.2084 | 44281009.5411 | 49675025.8893 | 55171958.3064 | 60923040.409
18 | 25 | 1 | Behavior Change | 2010$ | 0 | 0 | 0 | 0 | 0 | 0 | 0 | 0 | 0 | 0 | 0 | 0 | 0 | 0 | 0 | 0 | 0 | 0 | 0 | 0 | 0 | 0 | 0 | 0 | 0 | 0 | 0 | 0 | 0 | 0 | 0 | 0 | 0 | 0 | 0 | 0 | 0 | 0 | 0 | 0 | 0 | 0 | 0 | 0 | 0 | 0 | 0 | 0
18 | 25 | 2 | Building Design & Construction Standards | 2010$ | 0 | 0 | 0 | 0 | 0 | 0 | 0 | 0 | 0 | 0 | 0 | 0 | 0 | 0 | 0 | 0 | 0 | 0 | 0 | 0 | 0 | 0 | 0 | 0 | 0 | 0 | 0 | 0 | 0 | 0 | 0 | 0 | 0 | 0 | 0 | 0 | 0 | 0 | 0 | 0 | 0 | 0 | 0 | 0 | 0 | 0 | 0 | 0
18 | 25 | 3 | Space Planning & Management | 2010$ | 0 | 0 | 0 | 0 | 0 | 0 | 0 | 0 | 0 | 0 | 0 | 0 | 0 | 0 | 0 | 0 | 0 | 0 | 0 | 0 | 0 | 0 | 0 | 0 | 0 | 0 | 0 | 0 | 0 | 0 | 0 | 0 | 0 | 0 | 0 | 0 | 0 | 0 | 0 | 0 | 0 | 0 | 0 | 0 | 0 | 0 | 0 | 0
18 | 25 | 4 | Central Chiller Expansion | 2010$ | 0 | 0 | 0 | 0 | 0 | 0 | 0 | 0 | 0 | 0 | 0 | 0 | 0 | 0 | 0 | 0 | 0 | 0 | 0 | 0 | 0 | 0 | 0 | 0 | 0 | 0 | 0 | 0 | 0 | 0 | 0 | 0 | 0 | 0 | 0 | 0 | 0 | 0 | 0 | 0 | 0 | 0 | 0 | 0 | 0 | 0 | 0 | 0
18 | 25 | 5 | Short-term Energy Conservation Measures | 2010$ | 0 | 0 | 0 | 0 | 0 | 0 | 0 | 0 | 0 | 0 | 0 | 0 | 0 | 0 | 0 | 0 | 0 | 0 | 0 | 0 | 0 | 0 | 0 | 0 | 0 | 0 | 0 | 0 | 0 | 0 | 0 | 0 | 0 | 0 | 0 | 0 | 0 | 0 | 0 | 0 | 0 | 0 | 0 | 0 | 0 | 0 | 0 | 0
18 | 25 | 6 | Mid-term Energy Conservation Measures | 2010$ | 0 | 0 | 0 | 0 | 0 | 0 | 0 | 0 | 0 | 0 | 0 | 0 | 0 | 0 | 0 | 0 | 0 | 0 | 0 | 0 | 0 | 0 | 0 | 0 | 0 | 0 | 0 | 0 | 0 | 0 | 0 | 0 | 0 | 0 | 0 | 0 | 0 | 0 | 0 | 0 | 0 | 0 | 0 | 0 | 0 | 0 | 0 | 0
18 | 25 | 7 | Long-term Energy Conservation Measures | 2010$ | 0 | 0 | 0 | 0 | 0 | 0 | 0 | 0 | 0 | 0 | 0 | 0 | 0 | 0 | 0 | 0 | 0 | 0 | 0 | 0 | 0 | 0 | 0 | 0 | 0 | 0 | 0 | 0 | 0 | 0 | 0 | 0 | 0 | 0 | 0 | 0 | 0 | 0 | 0 | 0 | 0 | 0 | 0 | 0 | 0 | 0 | 0 | 0
18 | 25 | 8 | Green IT | 2010$ | 0 | 0 | 0 | 0 | 0 | 0 | 0 | 0 | 0 | 0 | 0 | 0 | 0 | 0 | 0 | 0 | 0 | 0 | 0 | 0 | 0 | 0 | 0 | 0 | 0 | 0 | 0 | 0 | 0 | 0 | 0 | 0 | 0 | 0 | 0 | 0 | 0 | 0 | 0 | 0 | 0 | 0 | 0 | 0 | 0 | 0 | 0 | 0
18 | 25 | 9 | Reduced Air Travel | 2010$ | 0 | 0 | 0 | 0 | 0 | 0 | 0 | 0 | 0 | 0 | 0 | 0 | 0 | 0 | 0 | 0 | 0 | 0 | 0 | 0 | 0 | 0 | 0 | 0 | 0 | 0 | 0 | 0 | 0 | 0 | 0 | 0 | 0 | 0 | 0 | 0 | 0 | 0 | 0 | 0 | 0 | 0 | 0 | 0 | 0 | 0 | 0 | 0
18 | 25 | 10 | Reduced Automobile Reliance Strategies | 2010$ | 0 | 0 | 0 | 0 | 0 | 0 | 0 | 0 | 0 | 0 | 0 | 0 | 0 | 0 | 0 | 0 | 0 | 0 | 0 | 0 | 0 | 0 | 0 | 0 | 0 | 0 | 0 | 0 | 0 | 0 | 0 | 0 | 0 | 0 | 0 | 0 | 0 | 0 | 0 | 0 | 0 | 0 | 0 | 0 | 0 | 0 | 0 | 0
18 | 25 | 11 | Waste Reduction | 2010$ | 0 | 0 | 0 | 0 | 0 | 0 | 0 | 0 | 0 | 0 | 0 | 0 | 0 | 0 | 0 | 0 | 0 | 0 | 0 | 0 | 0 | 0 | 0 | 0 | 0 | 0 | 0 | 0 | 0 | 0 | 0 | 0 | 0 | 0 | 0 | 0 | 0 | 0 | 0 | 0 | 0 | 0 | 0 | 0 | 0 | 0 | 0 | 0
18 | 25 | 12 | Steam Line Improvements | 2010$ | 0 | 0 | 0 | 0 | 0 | 0 | 0 | 0 | 0 | 0 | 0 | 0 | 0 | 0 | 0 | 0 | 0 | 0 | 0 | 0 | 0 | 0 | 0 | 0 | 0 | 0 | 0 | 0 | 0 | 0 | 0 | 0 | 0 | 0 | 0 | 0 | 0 | 0 | 0 | 0 | 0 | 0 | 0 | 0 | 0 | 0 | 0 | 0
18 | 25 | 13 | Coal to Natural Gas Conversion @ Steam Plant | 2010$ | 0 | 0 | 0 | 0 | 0 | 0 | 0 | 0 | 0 | 0 | 0 | 0 | 0 | 0 | 0 | 0 | 0 | 0 | 0 | 0 | 0 | 0 | 0 | 0 | 0 | 0 | 0 | 0 | 0 | 0 | 0 | 0 | 0 | 0 | 0 | 0 | 0 | 0 | 0 | 0 | 0 | 0 | 0 | 0 | 0 | 0 | 0 | 0
18 | 25 | 14 | On-site Wind | 2010$ | -312260.3894 | 0 | -21024 | -21024 | -21024 | -21024 | -21024 | -21024 | -21024 | -21024 | -21024 | -21024 | -21024 | -21024 | -21024 | -21024 | -21024 | -21024 | -21024 | -21024 | -21024 | -21024 | -21024 | -21024 | -21024 | -21024 | -21024 | -21024 | -21024 | -21024 | -21024 | -21024 | -21024 | -21024 | -21024 | -21024 | -21024 | -21024 | -21024 | -21024 | -21024 | -105120 | -105120 | -105120 | -105120 | -105120 | -105120 | -105120
18 | 25 | 15 | Solar DHW | 2010$ | 0 | 0 | 0 | 0 | 0 | 0 | 0 | 0 | 0 | 0 | 0 | 0 | 0 | 0 | 0 | 0 | 0 | 0 | 0 | 0 | 0 | 0 | 0 | 0 | 0 | 0 | 0 | 0 | 0 | 0 | 0 | 0 | 0 | 0 | 0 | 0 | 0 | 0 | 0 | 0 | 0 | 0 | 0 | 0 | 0 | 0 | 0 | 0
18 | 25 | 16 | Geo Exchange | 2010$ | -1176930.0913 | 0 | 0 | 0 | -44719.6422 | -44943.2404 | -90335.9132 | -90787.5927 | -91241.5307 | -91697.7383 | -92156.227 | -92617.0082 | -93080.0932 | -93545.4937 | -94013.2211 | -94483.2873 | -94955.7037 | -95430.4822 | -95907.6346 | -96387.1728 | -96869.1087 | -97353.4542 | -97840.2215 | -98329.4226 | -98821.0697 | -99315.175 | -99811.7509 | -100310.8097 | -100812.3637 | -101316.4255 | -101823.0077 | -102332.1227 | -102843.7833 | -103358.0022 | -103874.7922 | -104394.1662 | -104916.137 | -105440.7177 | -105967.9213 | -106497.7609 | -107030.2497 | -456219.002 | -467739.1035 | -479550.102 | -491659.343 | -504074.3575 | -516802.8667 | -529852.7867
18 | 25 | 17 | Rooftop Solar PV | 2010$ | 0 | 0 | 0 | 0 | 0 | 0 | 0 | 0 | 0 | 0 | 0 | 0 | 0 | 0 | 0 | 0 | 0 | 0 | 0 | 0 | 0 | 0 | 0 | 0 | 0 | 0 | 0 | 0 | 0 | 0 | 0 | 0 | 0 | 0 | 0 | 0 | 0 | 0 | 0 | 0 | 0 | 0 | 0 | 0 | 0 | 0 | 0 | 0
18 | 25 | 18 | Blank | 2010$ | 0 | 0 | 0 | 0 | 0 | 0 | 0 | 0 | 0 | 0 | 0 | 0 | 0 | 0 | 0 | 0 | 0 | 0 | 0 | 0 | 0 | 0 | 0 | 0 | 0 | 0 | 0 | 0 | 0 | 0 | 0 | 0 | 0 | 0 | 0 | 0 | 0 | 0 | 0 | 0 | 0 | 0 | 0 | 0 | 0 | 0 | 0 | 0
18 | 25 | 19 | Blank | 2010$ | 0 | 0 | 0 | 0 | 0 | 0 | 0 | 0 | 0 | 0 | 0 | 0 | 0 | 0 | 0 | 0 | 0 | 0 | 0 | 0 | 0 | 0 | 0 | 0 | 0 | 0 | 0 | 0 | 0 | 0 | 0 | 0 | 0 | 0 | 0 | 0 | 0 | 0 | 0 | 0 | 0 | 0 | 0 | 0 | 0 | 0 | 0 | 0
18 | 25 | 20 | Blank | 2010$ | 0 | 0 | 0 | 0 | 0 | 0 | 0 | 0 | 0 | 0 | 0 | 0 | 0 | 0 | 0 | 0 | 0 | 0 | 0 | 0 | 0 | 0 | 0 | 0 | 0 | 0 | 0 | 0 | 0 | 0 | 0 | 0 | 0 | 0 | 0 | 0 | 0 | 0 | 0 | 0 | 0 | 0 | 0 | 0 | 0 | 0 | 0 | 0
18 | 25 | 21 | Blank | 2010$ | 0 | 0 | 0 | 0 | 0 | 0 | 0 | 0 | 0 | 0 | 0 | 0 | 0 | 0 | 0 | 0 | 0 | 0 | 0 | 0 | 0 | 0 | 0 | 0 | 0 | 0 | 0 | 0 | 0 | 0 | 0 | 0 | 0 | 0 | 0 | 0 | 0 | 0 | 0 | 0 | 0 | 0 | 0 | 0 | 0 | 0 | 0 | 0
18 | 25 | 22 | Blank | 2010$ | 0 | 0 | 0 | 0 | 0 | 0 | 0 | 0 | 0 | 0 | 0 | 0 | 0 | 0 | 0 | 0 | 0 | 0 | 0 | 0 | 0 | 0 | 0 | 0 | 0 | 0 | 0 | 0 | 0 | 0 | 0 | 0 | 0 | 0 | 0 | 0 | 0 | 0 | 0 | 0 | 0 | 0 | 0 | 0 | 0 | 0 | 0 | 0
18 | 25 | 23 | Blank | 2010$ | 0 | 0 | 0 | 0 | 0 | 0 | 0 | 0 | 0 | 0 | 0 | 0 | 0 | 0 | 0 | 0 | 0 | 0 | 0 | 0 | 0 | 0 | 0 | 0 | 0 | 0 | 0 | 0 | 0 | 0 | 0 | 0 | 0 | 0 | 0 | 0 | 0 | 0 | 0 | 0 | 0 | 0 | 0 | 0 | 0 | 0 | 0 | 0
18 | 25 | 24 | Blank | 2010$ | 0 | 0 | 0 | 0 | 0 | 0 | 0 | 0 | 0 | 0 | 0 | 0 | 0 | 0 | 0 | 0 | 0 | 0 | 0 | 0 | 0 | 0 | 0 | 0 | 0 | 0 | 0 | 0 | 0 | 0 | 0 | 0 | 0 | 0 | 0 | 0 | 0 | 0 | 0 | 0 | 0 | 0 | 0 | 0 | 0 | 0 | 0 | 0
18 | 25 | 25 | Blank | 2010$ | 0 | 0 | 0 | 0 | 0 | 0 | 0 | 0 | 0 | 0 | 0 | 0 | 0 | 0 | 0 | 0 | 0 | 0 | 0 | 0 | 0 | 0 | 0 | 0 | 0 | 0 | 0 | 0 | 0 | 0 | 0 | 0 | 0 | 0 | 0 | 0 | 0 | 0 | 0 | 0 | 0 | 0 | 0 | 0 | 0 | 0 | 0 | 0
18 | 25 | 26 | Blank | 2010$ | 0 | 0 | 0 | 0 | 0 | 0 | 0 | 0 | 0 | 0 | 0 | 0 | 0 | 0 | 0 | 0 | 0 | 0 | 0 | 0 | 0 | 0 | 0 | 0 | 0 | 0 | 0 | 0 | 0 | 0 | 0 | 0 | 0 | 0 | 0 | 0 | 0 | 0 | 0 | 0 | 0 | 0 | 0 | 0 | 0 | 0 | 0 | 0
18 | 25 | 27 | Blank | 2010$ | 0 | 0 | 0 | 0 | 0 | 0 | 0 | 0 | 0 | 0 | 0 | 0 | 0 | 0 | 0 | 0 | 0 | 0 | 0 | 0 | 0 | 0 | 0 | 0 | 0 | 0 | 0 | 0 | 0 | 0 | 0 | 0 | 0 | 0 | 0 | 0 | 0 | 0 | 0 | 0 | 0 | 0 | 0 | 0 | 0 | 0 | 0 | 0
18 | 25 | 28 | Blank | 2010$ | 0 | 0 | 0 | 0 | 0 | 0 | 0 | 0 | 0 | 0 | 0 | 0 | 0 | 0 | 0 | 0 | 0 | 0 | 0 | 0 | 0 | 0 | 0 | 0 | 0 | 0 | 0 | 0 | 0 | 0 | 0 | 0 | 0 | 0 | 0 | 0 | 0 | 0 | 0 | 0 | 0 | 0 | 0 | 0 | 0 | 0 | 0 | 0
18 | 25 | 29 | Blank | 2010$ | 0 | 0 | 0 | 0 | 0 | 0 | 0 | 0 | 0 | 0 | 0 | 0 | 0 | 0 | 0 | 0 | 0 | 0 | 0 | 0 | 0 | 0 | 0 | 0 | 0 | 0 | 0 | 0 | 0 | 0 | 0 | 0 | 0 | 0 | 0 | 0 | 0 | 0 | 0 | 0 | 0 | 0 | 0 | 0 | 0 | 0 | 0 | 0
18 | 25 | 30 | Blank | 2010$ | 0 | 0 | 0 | 0 | 0 | 0 | 0 | 0 | 0 | 0 | 0 | 0 | 0 | 0 | 0 | 0 | 0 | 0 | 0 | 0 | 0 | 0 | 0 | 0 | 0 | 0 | 0 | 0 | 0 | 0 | 0 | 0 | 0 | 0 | 0 | 0 | 0 | 0 | 0 | 0 | 0 | 0 | 0 | 0 | 0 | 0 | 0 | 0
|  |  | New Electricity Source Fuel Cost | 2010$ | -1489190.4807 | 0 | -21024 | -21024 | -65743.6422 | -65967.2404 | -111359.9132 | -111811.5927 | -112265.5307 | -112721.7383 | -113180.227 | -113641.0082 | -114104.0932 | -114569.4937 | -115037.2211 | -115507.2873 | -115979.7037 | -116454.4822 | -116931.6346 | -117411.1728 | -117893.1087 | -118377.4542 | -118864.2215 | -119353.4226 | -119845.0697 | -120339.175 | -120835.7509 | -121334.8097 | -121836.3637 | -122340.4255 | -122847.0077 | -123356.1227 | -123867.7833 | -124382.0022 | -124898.7922 | -125418.1662 | -125940.137 | -126464.7177 | -126991.9213 | -127521.7609 | -128054.2497 | -561339.002 | -572859.1035 | -584670.102 | -596779.343 | -609194.3575 | -621922.8667 | -634972.7867
18 | 26 | 1 | Behavior Change | 2010$ | 0 | 0 | 0 | 0 | 0 | 0 | 0 | 0 | 0 | 0 | 0 | 0 | 0 | 0 | 0 | 0 | 0 | 0 | 0 | 0 | 0 | 0 | 0 | 0 | 0 | 0 | 0 | 0 | 0 | 0 | 0 | 0 | 0 | 0 | 0 | 0 | 0 | 0 | 0 | 0 | 0 | 0 | 0 | 0 | 0 | 0 | 0 | 0
18 | 26 | 2 | Building Design & Construction Standards | 2010$ | 7940559.7071 | 0 | 37279.9671 | 182186.215 | 236455.7949 | 256559.0575 | 369865.39 | 390825.3834 | 411985.7301 | 433347.9096 | 454913.4114 | 476683.7344 | 498660.3878 | 520844.8906 | 543238.772 | 565843.5711 | 588660.8372 | 611692.1298 | 634939.0189 | 658403.0846 | 682085.9174 | 705989.1185 | 730114.2994 | 754463.0825 | 779037.1005 | 803837.9971 | 828867.4267 | 854127.0547 | 879618.5573 | 905343.6217 | 931303.9464 | 957501.2406 | 983937.2253 | 1010613.6322 | 1037532.2048 | 1064694.6977 | 1092102.8773 | 1119758.5213 | 1147663.4192 | 1175819.3721 | 1204228.1929 | 2060937.8244 | 2605271.3559 | 3175780.9879 | 3773441.598 | 4399260.6069 | 5054279.0005 | 5739572.3827
18 | 26 | 3 | Space Planning & Management | 2010$ | 19673020.2737 | 81724.829 | 164266.9064 | 247632.3614 | 331827.3642 | 416858.1263 | 502730.9003 | 589451.9806 | 677027.7034 | 765464.4472 | 854768.6327 | 944946.7235 | 1036005.2259 | 1127950.6897 | 1220789.708 | 1314528.9177 | 1409174.9998 | 1504734.6795 | 1601214.7266 | 1698621.9558 | 1796963.2269 | 1896245.4452 | 1996475.5616 | 2097660.573 | 2199807.5227 | 2302923.5003 | 2407015.6425 | 2512091.133 | 2618157.2031 | 2725221.1316 | 2833290.2454 | 2942371.9199 | 3052473.5788 | 3163602.695 | 3275766.7906 | 3388973.437 | 3503230.2558 | 3618544.9183 | 3734925.1468 | 3852378.7139 | 3970913.4436 | 3389443.6643 | 5644221.2649 | 8010709.5886 | 10493112.6027 | 13095775.3556 | 15823188.4213 | 18679992.4784
18 | 26 | 4 | Central Chiller Expansion | 2010$ | 0 | 0 | 0 | 0 | 0 | 0 | 0 | 0 | 0 | 0 | 0 | 0 | 0 | 0 | 0 | 0 | 0 | 0 | 0 | 0 | 0 | 0 | 0 | 0 | 0 | 0 | 0 | 0 | 0 | 0 | 0 | 0 | 0 | 0 | 0 | 0 | 0 | 0 | 0 | 0 | 0 | 0 | 0 | 0 | 0 | 0 | 0 | 0
18 | 26 | 5 | Short-term Energy Conservation Measures | 2010$ | 10391254.8297 | 0 | 147140.643 | 295752.6924 | 445847.1838 | 597435.2263 | 750528.0031 | 754280.6431 | 758052.0463 | 761842.3066 | 765651.5181 | 769479.7757 | 773327.1746 | 777193.8104 | 781079.7795 | 784985.1784 | 788910.1043 | 792854.6548 | 796818.9281 | 800803.0227 | 804807.0378 | 808831.073 | 812875.2284 | 816939.6045 | 821024.3025 | 825129.4241 | 829255.0712 | 833401.3465 | 837568.3533 | 841756.195 | 845964.976 | 850194.8009 | 854445.7749 | 858718.0038 | 863011.5938 | 867326.6517 | 871663.285 | 876021.6014 | 880401.7094 | 884803.718 | 889227.7366 | 3790354.5172 | 3886065.7185 | 3984193.7477 | 4084799.6325 | 4187945.942 | 4293696.8251 | 4402118.0504
18 | 26 | 6 | Mid-term Energy Conservation Measures | 2010$ | 6378675.7128 | 0 | 0 | 0 | 0 | 0 | 0 | 85688.8984 | 172234.6858 | 259643.7889 | 347922.6771 | 437077.8631 | 527115.9029 | 618043.3962 | 709866.9865 | 713416.3214 | 716983.403 | 720568.32 | 724171.1616 | 727792.0174 | 731430.9775 | 735088.1324 | 738763.5731 | 742457.3909 | 746169.6779 | 749900.5263 | 753650.0289 | 757418.279 | 761205.3704 | 765011.3973 | 768836.4543 | 772680.6366 | 776544.0397 | 780426.7599 | 784328.8937 | 788250.5382 | 792191.7909 | 796152.7498 | 800133.5136 | 804134.1812 | 808154.8521 | 865490.0502 | 3005520.4701 | 3620945.8796 | 3712379.3005 | 3806121.53 | 3902230.8681 | 4000767.0876
18 | 26 | 7 | Long-term Energy Conservation Measures | 2010$ | 3292257.5855 | 0 | 0 | 0 | 0 | 0 | 0 | 0 | 0 | 0 | 0 | 0 | 0 | 0 | 0 | 67962.5338 | 136604.6929 | 205931.5746 | 275948.3099 | 346660.0643 | 418072.0376 | 490189.4641 | 563017.613 | 636561.7887 | 710827.3307 | 714381.4674 | 717953.3747 | 721543.1416 | 725150.8573 | 728776.6116 | 732420.4947 | 736082.5971 | 739763.0101 | 743461.8252 | 747179.1343 | 750915.03 | 754669.6051 | 758442.9531 | 762235.1679 | 766046.3438 | 769876.5755 | 0 | 67962.5338 | 1383216.6793 | 3114977.664 | 3625844.4799 | 3717401.5967 | 3811270.6454
18 | 26 | 8 | Green IT | 2010$ | 0 | 0 | 0 | 0 | 0 | 0 | 0 | 0 | 0 | 0 | 0 | 0 | 0 | 0 | 0 | 0 | 0 | 0 | 0 | 0 | 0 | 0 | 0 | 0 | 0 | 0 | 0 | 0 | 0 | 0 | 0 | 0 | 0 | 0 | 0 | 0 | 0 | 0 | 0 | 0 | 0 | 0 | 0 | 0 | 0 | 0 | 0 | 0
18 | 26 | 9 | Reduced Air Travel | 2010$ | 0 | 0 | 0 | 0 | 0 | 0 | 0 | 0 | 0 | 0 | 0 | 0 | 0 | 0 | 0 | 0 | 0 | 0 | 0 | 0 | 0 | 0 | 0 | 0 | 0 | 0 | 0 | 0 | 0 | 0 | 0 | 0 | 0 | 0 | 0 | 0 | 0 | 0 | 0 | 0 | 0 | 0 | 0 | 0 | 0 | 0 | 0 | 0
18 | 26 | 10 | Reduced Automobile Reliance Strategies | 2010$ | 0 | 0 | 0 | 0 | 0 | 0 | 0 | 0 | 0 | 0 | 0 | 0 | 0 | 0 | 0 | 0 | 0 | 0 | 0 | 0 | 0 | 0 | 0 | 0 | 0 | 0 | 0 | 0 | 0 | 0 | 0 | 0 | 0 | 0 | 0 | 0 | 0 | 0 | 0 | 0 | 0 | 0 | 0 | 0 | 0 | 0 | 0 | 0
18 | 26 | 11 | Waste Reduction | 2010$ | 0 | 0 | 0 | 0 | 0 | 0 | 0 | 0 | 0 | 0 | 0 | 0 | 0 | 0 | 0 | 0 | 0 | 0 | 0 | 0 | 0 | 0 | 0 | 0 | 0 | 0 | 0 | 0 | 0 | 0 | 0 | 0 | 0 | 0 | 0 | 0 | 0 | 0 | 0 | 0 | 0 | 0 | 0 | 0 | 0 | 0 | 0 | 0
18 | 26 | 12 | Steam Line Improvements | 2010$ | 5520765.9618 | 0 | 0 | 318930.9882 | 325674.3829 | 331089.06 | 340270.0598 | 345795.673 | 351368.0355 | 356987.4767 | 362654.3282 | 368368.9235 | 374131.5983 | 379942.6907 | 385802.5408 | 391711.4907 | 397669.8851 | 403678.0707 | 409736.3964 | 415845.2133 | 422004.8751 | 428215.7373 | 434478.158 | 440792.4976 | 447159.1185 | 453578.3859 | 460050.667 | 466576.3314 | 473155.7512 | 479789.3008 | 486477.357 | 493220.299 | 500018.5085 | 506872.3696 | 513782.2688 | 520748.5953 | 527771.7404 | 534852.0983 | 541990.0654 | 549186.0409 | 556440.4265 | 1757075.5732 | 1899957.244 | 2048934.4406 | 2204223.8973 | 2366049.4073 | 2534642.0412 | 2710240.3715
18 | 26 | 13 | Coal to Natural Gas Conversion @ Steam Plant | 2010$ | 0 | 0 | 0 | 0 | 0 | 0 | 0 | 0 | 0 | 0 | 0 | 0 | 0 | 0 | 0 | 0 | 0 | 0 | 0 | 0 | 0 | 0 | 0 | 0 | 0 | 0 | 0 | 0 | 0 | 0 | 0 | 0 | 0 | 0 | 0 | 0 | 0 | 0 | 0 | 0 | 0 | 0 | 0 | 0 | 0 | 0 | 0 | 0
18 | 26 | 14 | On-site Wind | 2010$ | 0 | 0 | 0 | 0 | 0 | 0 | 0 | 0 | 0 | 0 | 0 | 0 | 0 | 0 | 0 | 0 | 0 | 0 | 0 | 0 | 0 | 0 | 0 | 0 | 0 | 0 | 0 | 0 | 0 | 0 | 0 | 0 | 0 | 0 | 0 | 0 | 0 | 0 | 0 | 0 | 0 | 0 | 0 | 0 | 0 | 0 | 0 | 0
18 | 26 | 15 | Solar DHW | 2010$ | 64882.291 | 0 | 0 | 4365.7751 | 4387.604 | 4409.542 | 4431.5897 | 4453.7476 | 4476.0164 | 4498.3965 | 4520.8884 | 4543.4929 | 4566.2104 | 4589.0414 | 4611.9866 | 4635.0465 | 4658.2218 | 4681.5129 | 4704.9205 | 4728.4451 | 4752.0873 | 4775.8477 | 4799.727 | 4823.7256 | 4847.8442 | 4872.0834 | 4896.4439 | 4920.9261 | 4945.5307 | 4970.2584 | 4995.1097 | 5020.0852 | 5045.1856 | 5070.4116 | 5095.7636 | 5121.2424 | 5146.8486 | 5172.5829 | 5198.4458 | 5224.438 | 5250.5602 | 22380.6386 | 22945.7778 | 23525.1875 | 24119.2279 | 24728.2686 | 25352.6884 | 25992.8756
18 | 26 | 16 | Geo Exchange | 2010$ | 2876606.3207 | 0 | 0 | 0 | 109301.9936 | 109848.5036 | 220795.4922 | 221899.4697 | 223008.967 | 224124.0119 | 225244.6319 | 226370.8551 | 227502.7093 | 228640.2229 | 229783.424 | 230932.3411 | 232087.0028 | 233247.4379 | 234413.675 | 235585.7434 | 236763.6721 | 237947.4905 | 239137.2279 | 240332.9141 | 241534.5787 | 242742.2515 | 243955.9628 | 245175.7426 | 246401.6213 | 247633.6294 | 248871.7976 | 250116.1566 | 251366.7374 | 252623.571 | 253886.6889 | 255156.1223 | 256431.903 | 257714.0625 | 259002.6328 | 260297.6459 | 261599.1342 | 1115072.5727 | 1143229.5525 | 1172097.5313 | 1201694.4627 | 1232038.7538 | 1263149.2762 | 1295045.3783
18 | 26 | 17 | Rooftop Solar PV | 2010$ | 0 | 0 | 0 | 0 | 0 | 0 | 0 | 0 | 0 | 0 | 0 | 0 | 0 | 0 | 0 | 0 | 0 | 0 | 0 | 0 | 0 | 0 | 0 | 0 | 0 | 0 | 0 | 0 | 0 | 0 | 0 | 0 | 0 | 0 | 0 | 0 | 0 | 0 | 0 | 0 | 0 | 0 | 0 | 0 | 0 | 0 | 0 | 0
18 | 26 | 18 | Blank | 2010$ | 0 | 0 | 0 | 0 | 0 | 0 | 0 | 0 | 0 | 0 | 0 | 0 | 0 | 0 | 0 | 0 | 0 | 0 | 0 | 0 | 0 | 0 | 0 | 0 | 0 | 0 | 0 | 0 | 0 | 0 | 0 | 0 | 0 | 0 | 0 | 0 | 0 | 0 | 0 | 0 | 0 | 0 | 0 | 0 | 0 | 0 | 0 | 0
18 | 26 | 19 | Blank | 2010$ | 0 | 0 | 0 | 0 | 0 | 0 | 0 | 0 | 0 | 0 | 0 | 0 | 0 | 0 | 0 | 0 | 0 | 0 | 0 | 0 | 0 | 0 | 0 | 0 | 0 | 0 | 0 | 0 | 0 | 0 | 0 | 0 | 0 | 0 | 0 | 0 | 0 | 0 | 0 | 0 | 0 | 0 | 0 | 0 | 0 | 0 | 0 | 0
18 | 26 | 20 | Blank | 2010$ | 0 | 0 | 0 | 0 | 0 | 0 | 0 | 0 | 0 | 0 | 0 | 0 | 0 | 0 | 0 | 0 | 0 | 0 | 0 | 0 | 0 | 0 | 0 | 0 | 0 | 0 | 0 | 0 | 0 | 0 | 0 | 0 | 0 | 0 | 0 | 0 | 0 | 0 | 0 | 0 | 0 | 0 | 0 | 0 | 0 | 0 | 0 | 0
18 | 26 | 21 | Blank | 2010$ | 0 | 0 | 0 | 0 | 0 | 0 | 0 | 0 | 0 | 0 | 0 | 0 | 0 | 0 | 0 | 0 | 0 | 0 | 0 | 0 | 0 | 0 | 0 | 0 | 0 | 0 | 0 | 0 | 0 | 0 | 0 | 0 | 0 | 0 | 0 | 0 | 0 | 0 | 0 | 0 | 0 | 0 | 0 | 0 | 0 | 0 | 0 | 0
18 | 26 | 22 | Blank | 2010$ | 0 | 0 | 0 | 0 | 0 | 0 | 0 | 0 | 0 | 0 | 0 | 0 | 0 | 0 | 0 | 0 | 0 | 0 | 0 | 0 | 0 | 0 | 0 | 0 | 0 | 0 | 0 | 0 | 0 | 0 | 0 | 0 | 0 | 0 | 0 | 0 | 0 | 0 | 0 | 0 | 0 | 0 | 0 | 0 | 0 | 0 | 0 | 0
18 | 26 | 23 | Blank | 2010$ | 0 | 0 | 0 | 0 | 0 | 0 | 0 | 0 | 0 | 0 | 0 | 0 | 0 | 0 | 0 | 0 | 0 | 0 | 0 | 0 | 0 | 0 | 0 | 0 | 0 | 0 | 0 | 0 | 0 | 0 | 0 | 0 | 0 | 0 | 0 | 0 | 0 | 0 | 0 | 0 | 0 | 0 | 0 | 0 | 0 | 0 | 0 | 0
18 | 26 | 24 | Blank | 2010$ | 0 | 0 | 0 | 0 | 0 | 0 | 0 | 0 | 0 | 0 | 0 | 0 | 0 | 0 | 0 | 0 | 0 | 0 | 0 | 0 | 0 | 0 | 0 | 0 | 0 | 0 | 0 | 0 | 0 | 0 | 0 | 0 | 0 | 0 | 0 | 0 | 0 | 0 | 0 | 0 | 0 | 0 | 0 | 0 | 0 | 0 | 0 | 0
18 | 26 | 25 | Blank | 2010$ | 0 | 0 | 0 | 0 | 0 | 0 | 0 | 0 | 0 | 0 | 0 | 0 | 0 | 0 | 0 | 0 | 0 | 0 | 0 | 0 | 0 | 0 | 0 | 0 | 0 | 0 | 0 | 0 | 0 | 0 | 0 | 0 | 0 | 0 | 0 | 0 | 0 | 0 | 0 | 0 | 0 | 0 | 0 | 0 | 0 | 0 | 0 | 0
18 | 26 | 26 | Blank | 2010$ | 0 | 0 | 0 | 0 | 0 | 0 | 0 | 0 | 0 | 0 | 0 | 0 | 0 | 0 | 0 | 0 | 0 | 0 | 0 | 0 | 0 | 0 | 0 | 0 | 0 | 0 | 0 | 0 | 0 | 0 | 0 | 0 | 0 | 0 | 0 | 0 | 0 | 0 | 0 | 0 | 0 | 0 | 0 | 0 | 0 | 0 | 0 | 0
18 | 26 | 27 | Blank | 2010$ | 0 | 0 | 0 | 0 | 0 | 0 | 0 | 0 | 0 | 0 | 0 | 0 | 0 | 0 | 0 | 0 | 0 | 0 | 0 | 0 | 0 | 0 | 0 | 0 | 0 | 0 | 0 | 0 | 0 | 0 | 0 | 0 | 0 | 0 | 0 | 0 | 0 | 0 | 0 | 0 | 0 | 0 | 0 | 0 | 0 | 0 | 0 | 0
18 | 26 | 28 | Blank | 2010$ | 0 | 0 | 0 | 0 | 0 | 0 | 0 | 0 | 0 | 0 | 0 | 0 | 0 | 0 | 0 | 0 | 0 | 0 | 0 | 0 | 0 | 0 | 0 | 0 | 0 | 0 | 0 | 0 | 0 | 0 | 0 | 0 | 0 | 0 | 0 | 0 | 0 | 0 | 0 | 0 | 0 | 0 | 0 | 0 | 0 | 0 | 0 | 0
18 | 26 | 29 | Blank | 2010$ | 0 | 0 | 0 | 0 | 0 | 0 | 0 | 0 | 0 | 0 | 0 | 0 | 0 | 0 | 0 | 0 | 0 | 0 | 0 | 0 | 0 | 0 | 0 | 0 | 0 | 0 | 0 | 0 | 0 | 0 | 0 | 0 | 0 | 0 | 0 | 0 | 0 | 0 | 0 | 0 | 0 | 0 | 0 | 0 | 0 | 0 | 0 | 0
18 | 26 | 30 | Blank | 2010$ | 0 | 0 | 0 | 0 | 0 | 0 | 0 | 0 | 0 | 0 | 0 | 0 | 0 | 0 | 0 | 0 | 0 | 0 | 0 | 0 | 0 | 0 | 0 | 0 | 0 | 0 | 0 | 0 | 0 | 0 | 0 | 0 | 0 | 0 | 0 | 0 | 0 | 0 | 0 | 0 | 0 | 0 | 0 | 0 | 0 | 0 | 0 | 0
|  |  | Steam Savings | 2010$ | 56138022.6823 | 81724.829 | 348687.5164 | 1048868.0321 | 1453494.3235 | 1716199.5157 | 2188621.4351 | 2392395.7958 | 2598153.1846 | 2805908.3373 | 3015676.0878 | 3227471.3681 | 3441309.2092 | 3657204.742 | 3875173.1974 | 4074015.4008 | 4274749.1469 | 4477388.3802 | 4681947.137 | 4888439.5466 | 5096879.8317 | 5307282.3087 | 5519661.3884 | 5734031.5769 | 5950407.4757 | 6097365.636 | 6245644.6177 | 6395253.955 | 6546203.2447 | 6698502.1458 | 6852160.3809 | 7007187.7358 | 7163594.0603 | 7321389.2683 | 7480583.3385 | 7641186.3147 | 7803208.3061 | 7966659.4877 | 8131550.1009 | 8297890.4538 | 8465690.9215 | 13000754.8407 | 18275173.9175 | 23419404.0425 | 28608748.3857 | 32737764.3442 | 36613940.7176 | 40664999.2699
18 | 27 | 1 | Behavior Change | 2010$ | 0 | 0 | 0 | 0 | 0 | 0 | 0 | 0 | 0 | 0 | 0 | 0 | 0 | 0 | 0 | 0 | 0 | 0 | 0 | 0 | 0 | 0 | 0 | 0 | 0 | 0 | 0 | 0 | 0 | 0 | 0 | 0 | 0 | 0 | 0 | 0 | 0 | 0 | 0 | 0 | 0 | 0 | 0 | 0 | 0 | 0 | 0 | 0
18 | 27 | 2 | Building Design & Construction Standards | 2010$ | 0 | 0 | 0 | 0 | 0 | 0 | 0 | 0 | 0 | 0 | 0 | 0 | 0 | 0 | 0 | 0 | 0 | 0 | 0 | 0 | 0 | 0 | 0 | 0 | 0 | 0 | 0 | 0 | 0 | 0 | 0 | 0 | 0 | 0 | 0 | 0 | 0 | 0 | 0 | 0 | 0 | 0 | 0 | 0 | 0 | 0 | 0 | 0
18 | 27 | 3 | Space Planning & Management | 2010$ | 0 | 0 | 0 | 0 | 0 | 0 | 0 | 0 | 0 | 0 | 0 | 0 | 0 | 0 | 0 | 0 | 0 | 0 | 0 | 0 | 0 | 0 | 0 | 0 | 0 | 0 | 0 | 0 | 0 | 0 | 0 | 0 | 0 | 0 | 0 | 0 | 0 | 0 | 0 | 0 | 0 | 0 | 0 | 0 | 0 | 0 | 0 | 0
18 | 27 | 4 | Central Chiller Expansion | 2010$ | 0 | 0 | 0 | 0 | 0 | 0 | 0 | 0 | 0 | 0 | 0 | 0 | 0 | 0 | 0 | 0 | 0 | 0 | 0 | 0 | 0 | 0 | 0 | 0 | 0 | 0 | 0 | 0 | 0 | 0 | 0 | 0 | 0 | 0 | 0 | 0 | 0 | 0 | 0 | 0 | 0 | 0 | 0 | 0 | 0 | 0 | 0 | 0
18 | 27 | 5 | Short-term Energy Conservation Measures | 2010$ | 0 | 0 | 0 | 0 | 0 | 0 | 0 | 0 | 0 | 0 | 0 | 0 | 0 | 0 | 0 | 0 | 0 | 0 | 0 | 0 | 0 | 0 | 0 | 0 | 0 | 0 | 0 | 0 | 0 | 0 | 0 | 0 | 0 | 0 | 0 | 0 | 0 | 0 | 0 | 0 | 0 | 0 | 0 | 0 | 0 | 0 | 0 | 0
18 | 27 | 6 | Mid-term Energy Conservation Measures | 2010$ | 0 | 0 | 0 | 0 | 0 | 0 | 0 | 0 | 0 | 0 | 0 | 0 | 0 | 0 | 0 | 0 | 0 | 0 | 0 | 0 | 0 | 0 | 0 | 0 | 0 | 0 | 0 | 0 | 0 | 0 | 0 | 0 | 0 | 0 | 0 | 0 | 0 | 0 | 0 | 0 | 0 | 0 | 0 | 0 | 0 | 0 | 0 | 0
18 | 27 | 7 | Long-term Energy Conservation Measures | 2010$ | 0 | 0 | 0 | 0 | 0 | 0 | 0 | 0 | 0 | 0 | 0 | 0 | 0 | 0 | 0 | 0 | 0 | 0 | 0 | 0 | 0 | 0 | 0 | 0 | 0 | 0 | 0 | 0 | 0 | 0 | 0 | 0 | 0 | 0 | 0 | 0 | 0 | 0 | 0 | 0 | 0 | 0 | 0 | 0 | 0 | 0 | 0 | 0
18 | 27 | 8 | Green IT | 2010$ | 0 | 0 | 0 | 0 | 0 | 0 | 0 | 0 | 0 | 0 | 0 | 0 | 0 | 0 | 0 | 0 | 0 | 0 | 0 | 0 | 0 | 0 | 0 | 0 | 0 | 0 | 0 | 0 | 0 | 0 | 0 | 0 | 0 | 0 | 0 | 0 | 0 | 0 | 0 | 0 | 0 | 0 | 0 | 0 | 0 | 0 | 0 | 0
18 | 27 | 9 | Reduced Air Travel | 2010$ | 0 | 0 | 0 | 0 | 0 | 0 | 0 | 0 | 0 | 0 | 0 | 0 | 0 | 0 | 0 | 0 | 0 | 0 | 0 | 0 | 0 | 0 | 0 | 0 | 0 | 0 | 0 | 0 | 0 | 0 | 0 | 0 | 0 | 0 | 0 | 0 | 0 | 0 | 0 | 0 | 0 | 0 | 0 | 0 | 0 | 0 | 0 | 0
18 | 27 | 10 | Reduced Automobile Reliance Strategies | 2010$ | 0 | 0 | 0 | 0 | 0 | 0 | 0 | 0 | 0 | 0 | 0 | 0 | 0 | 0 | 0 | 0 | 0 | 0 | 0 | 0 | 0 | 0 | 0 | 0 | 0 | 0 | 0 | 0 | 0 | 0 | 0 | 0 | 0 | 0 | 0 | 0 | 0 | 0 | 0 | 0 | 0 | 0 | 0 | 0 | 0 | 0 | 0 | 0
18 | 27 | 11 | Waste Reduction | 2010$ | 0 | 0 | 0 | 0 | 0 | 0 | 0 | 0 | 0 | 0 | 0 | 0 | 0 | 0 | 0 | 0 | 0 | 0 | 0 | 0 | 0 | 0 | 0 | 0 | 0 | 0 | 0 | 0 | 0 | 0 | 0 | 0 | 0 | 0 | 0 | 0 | 0 | 0 | 0 | 0 | 0 | 0 | 0 | 0 | 0 | 0 | 0 | 0
18 | 27 | 12 | Steam Line Improvements | 2010$ | 0 | 0 | 0 | 0 | 0 | 0 | 0 | 0 | 0 | 0 | 0 | 0 | 0 | 0 | 0 | 0 | 0 | 0 | 0 | 0 | 0 | 0 | 0 | 0 | 0 | 0 | 0 | 0 | 0 | 0 | 0 | 0 | 0 | 0 | 0 | 0 | 0 | 0 | 0 | 0 | 0 | 0 | 0 | 0 | 0 | 0 | 0 | 0
18 | 27 | 13 | Coal to Natural Gas Conversion @ Steam Plant | 2010$ | -4228976.1406 | 0 | 0 | 0 | 0 | 0 | -303812.5534 | -308746.1366 | -313721.4603 | -318738.8185 | -323798.5073 | -328900.8245 | -334046.0699 | -339234.5453 | -344466.5543 | -349742.4024 | -355062.3974 | -360426.8488 | -365836.0682 | -371290.3691 | -376790.067 | -382335.4797 | -387926.9268 | -393564.73 | -399249.213 | -404980.7017 | -410759.5241 | -416586.0102 | -422460.4921 | -428383.3043 | -434354.783 | -440375.267 | -446445.0969 | -452564.6157 | -458734.1686 | -464954.1029 | -471224.7682 | -477546.5163 | -483919.7013 | -490344.6794 | -496821.8093 | -1568817.4761 | -1696390.3965 | -1829405.7506 | -1968057.0512 | -2112544.1137 | -2263073.2511 | -2419857.4745
18 | 27 | 14 | On-site Wind | 2010$ | 0 | 0 | 0 | 0 | 0 | 0 | 0 | 0 | 0 | 0 | 0 | 0 | 0 | 0 | 0 | 0 | 0 | 0 | 0 | 0 | 0 | 0 | 0 | 0 | 0 | 0 | 0 | 0 | 0 | 0 | 0 | 0 | 0 | 0 | 0 | 0 | 0 | 0 | 0 | 0 | 0 | 0 | 0 | 0 | 0 | 0 | 0 | 0
18 | 27 | 15 | Solar DHW | 2010$ | 0 | 0 | 0 | 0 | 0 | 0 | 0 | 0 | 0 | 0 | 0 | 0 | 0 | 0 | 0 | 0 | 0 | 0 | 0 | 0 | 0 | 0 | 0 | 0 | 0 | 0 | 0 | 0 | 0 | 0 | 0 | 0 | 0 | 0 | 0 | 0 | 0 | 0 | 0 | 0 | 0 | 0 | 0 | 0 | 0 | 0 | 0 | 0
18 | 27 | 16 | Geo Exchange | 2010$ | 0 | 0 | 0 | 0 | 0 | 0 | 0 | 0 | 0 | 0 | 0 | 0 | 0 | 0 | 0 | 0 | 0 | 0 | 0 | 0 | 0 | 0 | 0 | 0 | 0 | 0 | 0 | 0 | 0 | 0 | 0 | 0 | 0 | 0 | 0 | 0 | 0 | 0 | 0 | 0 | 0 | 0 | 0 | 0 | 0 | 0 | 0 | 0
18 | 27 | 17 | Rooftop Solar PV | 2010$ | 0 | 0 | 0 | 0 | 0 | 0 | 0 | 0 | 0 | 0 | 0 | 0 | 0 | 0 | 0 | 0 | 0 | 0 | 0 | 0 | 0 | 0 | 0 | 0 | 0 | 0 | 0 | 0 | 0 | 0 | 0 | 0 | 0 | 0 | 0 | 0 | 0 | 0 | 0 | 0 | 0 | 0 | 0 | 0 | 0 | 0 | 0 | 0
18 | 27 | 18 | Blank | 2010$ | 0 | 0 | 0 | 0 | 0 | 0 | 0 | 0 | 0 | 0 | 0 | 0 | 0 | 0 | 0 | 0 | 0 | 0 | 0 | 0 | 0 | 0 | 0 | 0 | 0 | 0 | 0 | 0 | 0 | 0 | 0 | 0 | 0 | 0 | 0 | 0 | 0 | 0 | 0 | 0 | 0 | 0 | 0 | 0 | 0 | 0 | 0 | 0
18 | 27 | 19 | Blank | 2010$ | 0 | 0 | 0 | 0 | 0 | 0 | 0 | 0 | 0 | 0 | 0 | 0 | 0 | 0 | 0 | 0 | 0 | 0 | 0 | 0 | 0 | 0 | 0 | 0 | 0 | 0 | 0 | 0 | 0 | 0 | 0 | 0 | 0 | 0 | 0 | 0 | 0 | 0 | 0 | 0 | 0 | 0 | 0 | 0 | 0 | 0 | 0 | 0
18 | 27 | 20 | Blank | 2010$ | 0 | 0 | 0 | 0 | 0 | 0 | 0 | 0 | 0 | 0 | 0 | 0 | 0 | 0 | 0 | 0 | 0 | 0 | 0 | 0 | 0 | 0 | 0 | 0 | 0 | 0 | 0 | 0 | 0 | 0 | 0 | 0 | 0 | 0 | 0 | 0 | 0 | 0 | 0 | 0 | 0 | 0 | 0 | 0 | 0 | 0 | 0 | 0
18 | 27 | 21 | Blank | 2010$ | 0 | 0 | 0 | 0 | 0 | 0 | 0 | 0 | 0 | 0 | 0 | 0 | 0 | 0 | 0 | 0 | 0 | 0 | 0 | 0 | 0 | 0 | 0 | 0 | 0 | 0 | 0 | 0 | 0 | 0 | 0 | 0 | 0 | 0 | 0 | 0 | 0 | 0 | 0 | 0 | 0 | 0 | 0 | 0 | 0 | 0 | 0 | 0
18 | 27 | 22 | Blank | 2010$ | 0 | 0 | 0 | 0 | 0 | 0 | 0 | 0 | 0 | 0 | 0 | 0 | 0 | 0 | 0 | 0 | 0 | 0 | 0 | 0 | 0 | 0 | 0 | 0 | 0 | 0 | 0 | 0 | 0 | 0 | 0 | 0 | 0 | 0 | 0 | 0 | 0 | 0 | 0 | 0 | 0 | 0 | 0 | 0 | 0 | 0 | 0 | 0
18 | 27 | 23 | Blank | 2010$ | 0 | 0 | 0 | 0 | 0 | 0 | 0 | 0 | 0 | 0 | 0 | 0 | 0 | 0 | 0 | 0 | 0 | 0 | 0 | 0 | 0 | 0 | 0 | 0 | 0 | 0 | 0 | 0 | 0 | 0 | 0 | 0 | 0 | 0 | 0 | 0 | 0 | 0 | 0 | 0 | 0 | 0 | 0 | 0 | 0 | 0 | 0 | 0
18 | 27 | 24 | Blank | 2010$ | 0 | 0 | 0 | 0 | 0 | 0 | 0 | 0 | 0 | 0 | 0 | 0 | 0 | 0 | 0 | 0 | 0 | 0 | 0 | 0 | 0 | 0 | 0 | 0 | 0 | 0 | 0 | 0 | 0 | 0 | 0 | 0 | 0 | 0 | 0 | 0 | 0 | 0 | 0 | 0 | 0 | 0 | 0 | 0 | 0 | 0 | 0 | 0
18 | 27 | 25 | Blank | 2010$ | 0 | 0 | 0 | 0 | 0 | 0 | 0 | 0 | 0 | 0 | 0 | 0 | 0 | 0 | 0 | 0 | 0 | 0 | 0 | 0 | 0 | 0 | 0 | 0 | 0 | 0 | 0 | 0 | 0 | 0 | 0 | 0 | 0 | 0 | 0 | 0 | 0 | 0 | 0 | 0 | 0 | 0 | 0 | 0 | 0 | 0 | 0 | 0
18 | 27 | 26 | Blank | 2010$ | 0 | 0 | 0 | 0 | 0 | 0 | 0 | 0 | 0 | 0 | 0 | 0 | 0 | 0 | 0 | 0 | 0 | 0 | 0 | 0 | 0 | 0 | 0 | 0 | 0 | 0 | 0 | 0 | 0 | 0 | 0 | 0 | 0 | 0 | 0 | 0 | 0 | 0 | 0 | 0 | 0 | 0 | 0 | 0 | 0 | 0 | 0 | 0
18 | 27 | 27 | Blank | 2010$ | 0 | 0 | 0 | 0 | 0 | 0 | 0 | 0 | 0 | 0 | 0 | 0 | 0 | 0 | 0 | 0 | 0 | 0 | 0 | 0 | 0 | 0 | 0 | 0 | 0 | 0 | 0 | 0 | 0 | 0 | 0 | 0 | 0 | 0 | 0 | 0 | 0 | 0 | 0 | 0 | 0 | 0 | 0 | 0 | 0 | 0 | 0 | 0
18 | 27 | 28 | Blank | 2010$ | 0 | 0 | 0 | 0 | 0 | 0 | 0 | 0 | 0 | 0 | 0 | 0 | 0 | 0 | 0 | 0 | 0 | 0 | 0 | 0 | 0 | 0 | 0 | 0 | 0 | 0 | 0 | 0 | 0 | 0 | 0 | 0 | 0 | 0 | 0 | 0 | 0 | 0 | 0 | 0 | 0 | 0 | 0 | 0 | 0 | 0 | 0 | 0
18 | 27 | 29 | Blank | 2010$ | 0 | 0 | 0 | 0 | 0 | 0 | 0 | 0 | 0 | 0 | 0 | 0 | 0 | 0 | 0 | 0 | 0 | 0 | 0 | 0 | 0 | 0 | 0 | 0 | 0 | 0 | 0 | 0 | 0 | 0 | 0 | 0 | 0 | 0 | 0 | 0 | 0 | 0 | 0 | 0 | 0 | 0 | 0 | 0 | 0 | 0 | 0 | 0
18 | 27 | 30 | Blank | 2010$ | 0 | 0 | 0 | 0 | 0 | 0 | 0 | 0 | 0 | 0 | 0 | 0 | 0 | 0 | 0 | 0 | 0 | 0 | 0 | 0 | 0 | 0 | 0 | 0 | 0 | 0 | 0 | 0 | 0 | 0 | 0 | 0 | 0 | 0 | 0 | 0 | 0 | 0 | 0 | 0 | 0 | 0 | 0 | 0 | 0 | 0 | 0 | 0
|  |  | New Steam Source Fuel Cost | 2010$ | -4228976.1406 | 0 | 0 | 0 | 0 | 0 | -303812.5534 | -308746.1366 | -313721.4603 | -318738.8185 | -323798.5073 | -328900.8245 | -334046.0699 | -339234.5453 | -344466.5543 | -349742.4024 | -355062.3974 | -360426.8488 | -365836.0682 | -371290.3691 | -376790.067 | -382335.4797 | -387926.9268 | -393564.73 | -399249.213 | -404980.7017 | -410759.5241 | -416586.0102 | -422460.4921 | -428383.3043 | -434354.783 | -440375.267 | -446445.0969 | -452564.6157 | -458734.1686 | -464954.1029 | -471224.7682 | -477546.5163 | -483919.7013 | -490344.6794 | -496821.8093 | -1568817.4761 | -1696390.3965 | -1829405.7506 | -1968057.0512 | -2112544.1137 | -2263073.2511 | -2419857.4745
18 | 28 | 1 | Behavior Change | 2010$ | 0 | 0 | 0 | 0 | 0 | 0 | 0 | 0 | 0 | 0 | 0 | 0 | 0 | 0 | 0 | 0 | 0 | 0 | 0 | 0 | 0 | 0 | 0 | 0 | 0 | 0 | 0 | 0 | 0 | 0 | 0 | 0 | 0 | 0 | 0 | 0 | 0 | 0 | 0 | 0 | 0 | 0 | 0 | 0 | 0 | 0 | 0 | 0
18 | 28 | 2 | Building Design & Construction Standards | 2010$ | 1680768.2943 | 0 | 9932.7657 | 32713.0511 | 42952.564 | 48391.9739 | 67274.4639 | 72946.4635 | 78646.3219 | 84373.1349 | 90126.0368 | 95904.1988 | 101706.8268 | 107533.1594 | 113382.4667 | 119254.0484 | 125147.2325 | 131061.3735 | 136995.8515 | 142950.071 | 148923.4591 | 154915.4653 | 160925.5597 | 166953.2323 | 172997.9924 | 179059.367 | 185136.9007 | 191230.1544 | 197338.7049 | 203462.1439 | 209600.0778 | 215752.1263 | 221917.9228 | 228097.1129 | 234289.3543 | 240494.3166 | 246711.6801 | 252941.1359 | 259182.3851 | 265435.1389 | 271699.1176 | 393366.4211 | 537780.7 | 685077.9875 | 834851.6167 | 986767.9816 | 1140550.8329 | 1295969.4576
18 | 28 | 3 | Space Planning & Management | 2010$ | 8094232.4963 | 37292.4021 | 74584.8042 | 111877.2062 | 149169.6083 | 186462.0104 | 223754.4125 | 261046.8145 | 298339.2166 | 335631.6187 | 372924.0208 | 410216.4228 | 447508.8249 | 484801.227 | 522093.6291 | 559386.0311 | 596678.4332 | 633970.8353 | 671263.2374 | 708555.6394 | 745848.0415 | 783140.4436 | 820432.8457 | 857725.2478 | 895017.6498 | 932310.0519 | 969602.454 | 1006894.8561 | 1044187.2581 | 1081479.6602 | 1118772.0623 | 1156064.4644 | 1193356.8664 | 1230649.2685 | 1267941.6706 | 1305234.0727 | 1342526.4747 | 1379818.8768 | 1417111.2789 | 1454403.681 | 1491696.083 | 1491696.083 | 2424006.1349 | 3356316.1869 | 4288626.2388 | 5220936.2907 | 6153246.3426 | 7085556.3945
18 | 28 | 4 | Central Chiller Expansion | 2010$ | 0 | 0 | 0 | 0 | 0 | 0 | 0 | 0 | 0 | 0 | 0 | 0 | 0 | 0 | 0 | 0 | 0 | 0 | 0 | 0 | 0 | 0 | 0 | 0 | 0 | 0 | 0 | 0 | 0 | 0 | 0 | 0 | 0 | 0 | 0 | 0 | 0 | 0 | 0 | 0 | 0 | 0 | 0 | 0 | 0 | 0 | 0 | 0
18 | 28 | 5 | Short-term Energy Conservation Measures | 2010$ | 4076229.0463 | 0 | 61983.8112 | 123967.6224 | 185951.4336 | 247935.2448 | 309919.056 | 309919.056 | 309919.056 | 309919.056 | 309919.056 | 309919.056 | 309919.056 | 309919.056 | 309919.056 | 309919.056 | 309919.056 | 309919.056 | 309919.056 | 309919.056 | 309919.056 | 309919.056 | 309919.056 | 309919.056 | 309919.056 | 309919.056 | 309919.056 | 309919.056 | 309919.056 | 309919.056 | 309919.056 | 309919.056 | 309919.056 | 309919.056 | 309919.056 | 309919.056 | 309919.056 | 309919.056 | 309919.056 | 309919.056 | 309919.056 | 1549595.28 | 1549595.28 | 1549595.28 | 1549595.28 | 1549595.28 | 1549595.28 | 1549595.28
18 | 28 | 6 | Mid-term Energy Conservation Measures | 2010$ | 1161193.6833 | 0 | 0 | 0 | 0 | 0 | 0 | 16735.436 | 33470.872 | 50206.308 | 66941.744 | 83677.18 | 100412.616 | 117148.052 | 133883.488 | 133883.488 | 133883.488 | 133883.488 | 133883.488 | 133883.488 | 133883.488 | 133883.488 | 133883.488 | 133883.488 | 133883.488 | 133883.488 | 133883.488 | 133883.488 | 133883.488 | 133883.488 | 133883.488 | 133883.488 | 133883.488 | 133883.488 | 133883.488 | 133883.488 | 133883.488 | 133883.488 | 133883.488 | 133883.488 | 133883.488 | 167354.36 | 569004.824 | 669417.44 | 669417.44 | 669417.44 | 669417.44 | 669417.44
18 | 28 | 7 | Long-term Energy Conservation Measures | 2010$ | 1494867.6337 | 0 | 0 | 0 | 0 | 0 | 0 | 0 | 0 | 0 | 0 | 0 | 0 | 0 | 0 | 32815.1008 | 65630.2016 | 98445.3024 | 131260.4032 | 164075.504 | 196890.6048 | 229705.7056 | 262520.8064 | 295335.9072 | 328151.008 | 328151.008 | 328151.008 | 328151.008 | 328151.008 | 328151.008 | 328151.008 | 328151.008 | 328151.008 | 328151.008 | 328151.008 | 328151.008 | 328151.008 | 328151.008 | 328151.008 | 328151.008 | 328151.008 | 0 | 32815.1008 | 656302.016 | 1443864.4352 | 1640755.04 | 1640755.04 | 1640755.04
18 | 28 | 8 | Green IT | 2010$ | 0 | 0 | 0 | 0 | 0 | 0 | 0 | 0 | 0 | 0 | 0 | 0 | 0 | 0 | 0 | 0 | 0 | 0 | 0 | 0 | 0 | 0 | 0 | 0 | 0 | 0 | 0 | 0 | 0 | 0 | 0 | 0 | 0 | 0 | 0 | 0 | 0 | 0 | 0 | 0 | 0 | 0 | 0 | 0 | 0 | 0 | 0 | 0
18 | 28 | 9 | Reduced Air Travel | 2010$ | 0 | 0 | 0 | 0 | 0 | 0 | 0 | 0 | 0 | 0 | 0 | 0 | 0 | 0 | 0 | 0 | 0 | 0 | 0 | 0 | 0 | 0 | 0 | 0 | 0 | 0 | 0 | 0 | 0 | 0 | 0 | 0 | 0 | 0 | 0 | 0 | 0 | 0 | 0 | 0 | 0 | 0 | 0 | 0 | 0 | 0 | 0 | 0
18 | 28 | 10 | Reduced Automobile Reliance Strategies | 2010$ | 0 | 0 | 0 | 0 | 0 | 0 | 0 | 0 | 0 | 0 | 0 | 0 | 0 | 0 | 0 | 0 | 0 | 0 | 0 | 0 | 0 | 0 | 0 | 0 | 0 | 0 | 0 | 0 | 0 | 0 | 0 | 0 | 0 | 0 | 0 | 0 | 0 | 0 | 0 | 0 | 0 | 0 | 0 | 0 | 0 | 0 | 0 | 0
18 | 28 | 11 | Waste Reduction | 2010$ | 0 | 0 | 0 | 0 | 0 | 0 | 0 | 0 | 0 | 0 | 0 | 0 | 0 | 0 | 0 | 0 | 0 | 0 | 0 | 0 | 0 | 0 | 0 | 0 | 0 | 0 | 0 | 0 | 0 | 0 | 0 | 0 | 0 | 0 | 0 | 0 | 0 | 0 | 0 | 0 | 0 | 0 | 0 | 0 | 0 | 0 | 0 | 0
18 | 28 | 12 | Steam Line Improvements | 2010$ | 0 | 0 | 0 | 0 | 0 | 0 | 0 | 0 | 0 | 0 | 0 | 0 | 0 | 0 | 0 | 0 | 0 | 0 | 0 | 0 | 0 | 0 | 0 | 0 | 0 | 0 | 0 | 0 | 0 | 0 | 0 | 0 | 0 | 0 | 0 | 0 | 0 | 0 | 0 | 0 | 0 | 0 | 0 | 0 | 0 | 0 | 0 | 0
18 | 28 | 13 | Coal to Natural Gas Conversion @ Steam Plant | 2010$ | 0 | 0 | 0 | 0 | 0 | 0 | 0 | 0 | 0 | 0 | 0 | 0 | 0 | 0 | 0 | 0 | 0 | 0 | 0 | 0 | 0 | 0 | 0 | 0 | 0 | 0 | 0 | 0 | 0 | 0 | 0 | 0 | 0 | 0 | 0 | 0 | 0 | 0 | 0 | 0 | 0 | 0 | 0 | 0 | 0 | 0 | 0 | 0
18 | 28 | 14 | On-site Wind | 2010$ | 0 | 0 | 0 | 0 | 0 | 0 | 0 | 0 | 0 | 0 | 0 | 0 | 0 | 0 | 0 | 0 | 0 | 0 | 0 | 0 | 0 | 0 | 0 | 0 | 0 | 0 | 0 | 0 | 0 | 0 | 0 | 0 | 0 | 0 | 0 | 0 | 0 | 0 | 0 | 0 | 0 | 0 | 0 | 0 | 0 | 0 | 0 | 0
18 | 28 | 15 | Solar DHW | 2010$ | 0 | 0 | 0 | 0 | 0 | 0 | 0 | 0 | 0 | 0 | 0 | 0 | 0 | 0 | 0 | 0 | 0 | 0 | 0 | 0 | 0 | 0 | 0 | 0 | 0 | 0 | 0 | 0 | 0 | 0 | 0 | 0 | 0 | 0 | 0 | 0 | 0 | 0 | 0 | 0 | 0 | 0 | 0 | 0 | 0 | 0 | 0 | 0
18 | 28 | 16 | Geo Exchange | 2010$ | 0 | 0 | 0 | 0 | 0 | 0 | 0 | 0 | 0 | 0 | 0 | 0 | 0 | 0 | 0 | 0 | 0 | 0 | 0 | 0 | 0 | 0 | 0 | 0 | 0 | 0 | 0 | 0 | 0 | 0 | 0 | 0 | 0 | 0 | 0 | 0 | 0 | 0 | 0 | 0 | 0 | 0 | 0 | 0 | 0 | 0 | 0 | 0
18 | 28 | 17 | Rooftop Solar PV | 2010$ | 0 | 0 | 0 | 0 | 0 | 0 | 0 | 0 | 0 | 0 | 0 | 0 | 0 | 0 | 0 | 0 | 0 | 0 | 0 | 0 | 0 | 0 | 0 | 0 | 0 | 0 | 0 | 0 | 0 | 0 | 0 | 0 | 0 | 0 | 0 | 0 | 0 | 0 | 0 | 0 | 0 | 0 | 0 | 0 | 0 | 0 | 0 | 0
18 | 28 | 18 | Blank | 2010$ | 0 | 0 | 0 | 0 | 0 | 0 | 0 | 0 | 0 | 0 | 0 | 0 | 0 | 0 | 0 | 0 | 0 | 0 | 0 | 0 | 0 | 0 | 0 | 0 | 0 | 0 | 0 | 0 | 0 | 0 | 0 | 0 | 0 | 0 | 0 | 0 | 0 | 0 | 0 | 0 | 0 | 0 | 0 | 0 | 0 | 0 | 0 | 0
18 | 28 | 19 | Blank | 2010$ | 0 | 0 | 0 | 0 | 0 | 0 | 0 | 0 | 0 | 0 | 0 | 0 | 0 | 0 | 0 | 0 | 0 | 0 | 0 | 0 | 0 | 0 | 0 | 0 | 0 | 0 | 0 | 0 | 0 | 0 | 0 | 0 | 0 | 0 | 0 | 0 | 0 | 0 | 0 | 0 | 0 | 0 | 0 | 0 | 0 | 0 | 0 | 0
18 | 28 | 20 | Blank | 2010$ | 0 | 0 | 0 | 0 | 0 | 0 | 0 | 0 | 0 | 0 | 0 | 0 | 0 | 0 | 0 | 0 | 0 | 0 | 0 | 0 | 0 | 0 | 0 | 0 | 0 | 0 | 0 | 0 | 0 | 0 | 0 | 0 | 0 | 0 | 0 | 0 | 0 | 0 | 0 | 0 | 0 | 0 | 0 | 0 | 0 | 0 | 0 | 0
18 | 28 | 21 | Blank | 2010$ | 0 | 0 | 0 | 0 | 0 | 0 | 0 | 0 | 0 | 0 | 0 | 0 | 0 | 0 | 0 | 0 | 0 | 0 | 0 | 0 | 0 | 0 | 0 | 0 | 0 | 0 | 0 | 0 | 0 | 0 | 0 | 0 | 0 | 0 | 0 | 0 | 0 | 0 | 0 | 0 | 0 | 0 | 0 | 0 | 0 | 0 | 0 | 0
18 | 28 | 22 | Blank | 2010$ | 0 | 0 | 0 | 0 | 0 | 0 | 0 | 0 | 0 | 0 | 0 | 0 | 0 | 0 | 0 | 0 | 0 | 0 | 0 | 0 | 0 | 0 | 0 | 0 | 0 | 0 | 0 | 0 | 0 | 0 | 0 | 0 | 0 | 0 | 0 | 0 | 0 | 0 | 0 | 0 | 0 | 0 | 0 | 0 | 0 | 0 | 0 | 0
18 | 28 | 23 | Blank | 2010$ | 0 | 0 | 0 | 0 | 0 | 0 | 0 | 0 | 0 | 0 | 0 | 0 | 0 | 0 | 0 | 0 | 0 | 0 | 0 | 0 | 0 | 0 | 0 | 0 | 0 | 0 | 0 | 0 | 0 | 0 | 0 | 0 | 0 | 0 | 0 | 0 | 0 | 0 | 0 | 0 | 0 | 0 | 0 | 0 | 0 | 0 | 0 | 0
18 | 28 | 24 | Blank | 2010$ | 0 | 0 | 0 | 0 | 0 | 0 | 0 | 0 | 0 | 0 | 0 | 0 | 0 | 0 | 0 | 0 | 0 | 0 | 0 | 0 | 0 | 0 | 0 | 0 | 0 | 0 | 0 | 0 | 0 | 0 | 0 | 0 | 0 | 0 | 0 | 0 | 0 | 0 | 0 | 0 | 0 | 0 | 0 | 0 | 0 | 0 | 0 | 0
18 | 28 | 25 | Blank | 2010$ | 0 | 0 | 0 | 0 | 0 | 0 | 0 | 0 | 0 | 0 | 0 | 0 | 0 | 0 | 0 | 0 | 0 | 0 | 0 | 0 | 0 | 0 | 0 | 0 | 0 | 0 | 0 | 0 | 0 | 0 | 0 | 0 | 0 | 0 | 0 | 0 | 0 | 0 | 0 | 0 | 0 | 0 | 0 | 0 | 0 | 0 | 0 | 0
18 | 28 | 26 | Blank | 2010$ | 0 | 0 | 0 | 0 | 0 | 0 | 0 | 0 | 0 | 0 | 0 | 0 | 0 | 0 | 0 | 0 | 0 | 0 | 0 | 0 | 0 | 0 | 0 | 0 | 0 | 0 | 0 | 0 | 0 | 0 | 0 | 0 | 0 | 0 | 0 | 0 | 0 | 0 | 0 | 0 | 0 | 0 | 0 | 0 | 0 | 0 | 0 | 0
18 | 28 | 27 | Blank | 2010$ | 0 | 0 | 0 | 0 | 0 | 0 | 0 | 0 | 0 | 0 | 0 | 0 | 0 | 0 | 0 | 0 | 0 | 0 | 0 | 0 | 0 | 0 | 0 | 0 | 0 | 0 | 0 | 0 | 0 | 0 | 0 | 0 | 0 | 0 | 0 | 0 | 0 | 0 | 0 | 0 | 0 | 0 | 0 | 0 | 0 | 0 | 0 | 0
18 | 28 | 28 | Blank | 2010$ | 0 | 0 | 0 | 0 | 0 | 0 | 0 | 0 | 0 | 0 | 0 | 0 | 0 | 0 | 0 | 0 | 0 | 0 | 0 | 0 | 0 | 0 | 0 | 0 | 0 | 0 | 0 | 0 | 0 | 0 | 0 | 0 | 0 | 0 | 0 | 0 | 0 | 0 | 0 | 0 | 0 | 0 | 0 | 0 | 0 | 0 | 0 | 0
18 | 28 | 29 | Blank | 2010$ | 0 | 0 | 0 | 0 | 0 | 0 | 0 | 0 | 0 | 0 | 0 | 0 | 0 | 0 | 0 | 0 | 0 | 0 | 0 | 0 | 0 | 0 | 0 | 0 | 0 | 0 | 0 | 0 | 0 | 0 | 0 | 0 | 0 | 0 | 0 | 0 | 0 | 0 | 0 | 0 | 0 | 0 | 0 | 0 | 0 | 0 | 0 | 0
18 | 28 | 30 | Blank | 2010$ | 0 | 0 | 0 | 0 | 0 | 0 | 0 | 0 | 0 | 0 | 0 | 0 | 0 | 0 | 0 | 0 | 0 | 0 | 0 | 0 | 0 | 0 | 0 | 0 | 0 | 0 | 0 | 0 | 0 | 0 | 0 | 0 | 0 | 0 | 0 | 0 | 0 | 0 | 0 | 0 | 0 | 0 | 0 | 0 | 0 | 0 | 0 | 0
|  |  | Chilled Water Savings | 2010$ | 16507291.154 | 37292.4021 | 146501.381 | 268557.8797 | 378073.6059 | 482789.2291 | 600947.9324 | 660647.77 | 720375.4665 | 780130.1176 | 839910.8576 | 899716.8577 | 959547.3237 | 1019401.4943 | 1079278.6397 | 1155257.7244 | 1231258.4113 | 1307280.0552 | 1383322.0361 | 1459383.7584 | 1535464.6494 | 1611564.1585 | 1687681.7557 | 1763816.9313 | 1839969.1942 | 1883322.9709 | 1926692.9066 | 1970078.5624 | 2013479.515 | 2056895.3561 | 2100325.692 | 2143770.1427 | 2187228.3412 | 2230699.9334 | 2274184.5769 | 2317681.9413 | 2361191.7068 | 2404713.5647 | 2448247.216 | 2491792.3719 | 2535348.7526 | 3602012.1442 | 5113202.0398 | 6916708.9104 | 8786355.0106 | 10067472.0322 | 11153564.9355 | 12241293.612
18 | 29 | 1 | Behavior Change | 2010$ | 0 | 0 | 0 | 0 | 0 | 0 | 0 | 0 | 0 | 0 | 0 | 0 | 0 | 0 | 0 | 0 | 0 | 0 | 0 | 0 | 0 | 0 | 0 | 0 | 0 | 0 | 0 | 0 | 0 | 0 | 0 | 0 | 0 | 0 | 0 | 0 | 0 | 0 | 0 | 0 | 0 | 0 | 0 | 0 | 0 | 0 | 0 | 0
18 | 29 | 2 | Building Design & Construction Standards | 2010$ | 0 | 0 | 0 | 0 | 0 | 0 | 0 | 0 | 0 | 0 | 0 | 0 | 0 | 0 | 0 | 0 | 0 | 0 | 0 | 0 | 0 | 0 | 0 | 0 | 0 | 0 | 0 | 0 | 0 | 0 | 0 | 0 | 0 | 0 | 0 | 0 | 0 | 0 | 0 | 0 | 0 | 0 | 0 | 0 | 0 | 0 | 0 | 0
18 | 29 | 3 | Space Planning & Management | 2010$ | 0 | 0 | 0 | 0 | 0 | 0 | 0 | 0 | 0 | 0 | 0 | 0 | 0 | 0 | 0 | 0 | 0 | 0 | 0 | 0 | 0 | 0 | 0 | 0 | 0 | 0 | 0 | 0 | 0 | 0 | 0 | 0 | 0 | 0 | 0 | 0 | 0 | 0 | 0 | 0 | 0 | 0 | 0 | 0 | 0 | 0 | 0 | 0
18 | 29 | 4 | Central Chiller Expansion | 2010$ | -9782110.2227 | 0 | 0 | -147237.0824 | -147237.0824 | -347744.7516 | -347744.7516 | -1009198.2927 | -1009198.2927 | -1097496.3931 | -1097496.3931 | -1097496.3931 | -1097496.3931 | -1097496.3931 | -1097496.3931 | -1097496.3931 | -1097496.3931 | -1097496.3931 | -1097496.3931 | -1097496.3931 | -1097496.3931 | -1097496.3931 | -1097496.3931 | -950259.3107 | -950259.3107 | -749751.6415 | -749751.6415 | -88298.1004 | -88298.1004 | 0 | 0 | 0 | 0 | 0 | 0 | 0 | 0 | 0 | 0 | 0 | 0 | -4561134.1233 | -5487481.9656 | -5487481.9656 | -4845263.0492 | -926347.8423 | 0 | 0
18 | 29 | 5 | Short-term Energy Conservation Measures | 2010$ | 0 | 0 | 0 | 0 | 0 | 0 | 0 | 0 | 0 | 0 | 0 | 0 | 0 | 0 | 0 | 0 | 0 | 0 | 0 | 0 | 0 | 0 | 0 | 0 | 0 | 0 | 0 | 0 | 0 | 0 | 0 | 0 | 0 | 0 | 0 | 0 | 0 | 0 | 0 | 0 | 0 | 0 | 0 | 0 | 0 | 0 | 0 | 0
18 | 29 | 6 | Mid-term Energy Conservation Measures | 2010$ | 0 | 0 | 0 | 0 | 0 | 0 | 0 | 0 | 0 | 0 | 0 | 0 | 0 | 0 | 0 | 0 | 0 | 0 | 0 | 0 | 0 | 0 | 0 | 0 | 0 | 0 | 0 | 0 | 0 | 0 | 0 | 0 | 0 | 0 | 0 | 0 | 0 | 0 | 0 | 0 | 0 | 0 | 0 | 0 | 0 | 0 | 0 | 0
18 | 29 | 7 | Long-term Energy Conservation Measures | 2010$ | 0 | 0 | 0 | 0 | 0 | 0 | 0 | 0 | 0 | 0 | 0 | 0 | 0 | 0 | 0 | 0 | 0 | 0 | 0 | 0 | 0 | 0 | 0 | 0 | 0 | 0 | 0 | 0 | 0 | 0 | 0 | 0 | 0 | 0 | 0 | 0 | 0 | 0 | 0 | 0 | 0 | 0 | 0 | 0 | 0 | 0 | 0 | 0
18 | 29 | 8 | Green IT | 2010$ | 0 | 0 | 0 | 0 | 0 | 0 | 0 | 0 | 0 | 0 | 0 | 0 | 0 | 0 | 0 | 0 | 0 | 0 | 0 | 0 | 0 | 0 | 0 | 0 | 0 | 0 | 0 | 0 | 0 | 0 | 0 | 0 | 0 | 0 | 0 | 0 | 0 | 0 | 0 | 0 | 0 | 0 | 0 | 0 | 0 | 0 | 0 | 0
18 | 29 | 9 | Reduced Air Travel | 2010$ | 0 | 0 | 0 | 0 | 0 | 0 | 0 | 0 | 0 | 0 | 0 | 0 | 0 | 0 | 0 | 0 | 0 | 0 | 0 | 0 | 0 | 0 | 0 | 0 | 0 | 0 | 0 | 0 | 0 | 0 | 0 | 0 | 0 | 0 | 0 | 0 | 0 | 0 | 0 | 0 | 0 | 0 | 0 | 0 | 0 | 0 | 0 | 0
18 | 29 | 10 | Reduced Automobile Reliance Strategies | 2010$ | 0 | 0 | 0 | 0 | 0 | 0 | 0 | 0 | 0 | 0 | 0 | 0 | 0 | 0 | 0 | 0 | 0 | 0 | 0 | 0 | 0 | 0 | 0 | 0 | 0 | 0 | 0 | 0 | 0 | 0 | 0 | 0 | 0 | 0 | 0 | 0 | 0 | 0 | 0 | 0 | 0 | 0 | 0 | 0 | 0 | 0 | 0 | 0
18 | 29 | 11 | Waste Reduction | 2010$ | 0 | 0 | 0 | 0 | 0 | 0 | 0 | 0 | 0 | 0 | 0 | 0 | 0 | 0 | 0 | 0 | 0 | 0 | 0 | 0 | 0 | 0 | 0 | 0 | 0 | 0 | 0 | 0 | 0 | 0 | 0 | 0 | 0 | 0 | 0 | 0 | 0 | 0 | 0 | 0 | 0 | 0 | 0 | 0 | 0 | 0 | 0 | 0
18 | 29 | 12 | Steam Line Improvements | 2010$ | 0 | 0 | 0 | 0 | 0 | 0 | 0 | 0 | 0 | 0 | 0 | 0 | 0 | 0 | 0 | 0 | 0 | 0 | 0 | 0 | 0 | 0 | 0 | 0 | 0 | 0 | 0 | 0 | 0 | 0 | 0 | 0 | 0 | 0 | 0 | 0 | 0 | 0 | 0 | 0 | 0 | 0 | 0 | 0 | 0 | 0 | 0 | 0
18 | 29 | 13 | Coal to Natural Gas Conversion @ Steam Plant | 2010$ | 0 | 0 | 0 | 0 | 0 | 0 | 0 | 0 | 0 | 0 | 0 | 0 | 0 | 0 | 0 | 0 | 0 | 0 | 0 | 0 | 0 | 0 | 0 | 0 | 0 | 0 | 0 | 0 | 0 | 0 | 0 | 0 | 0 | 0 | 0 | 0 | 0 | 0 | 0 | 0 | 0 | 0 | 0 | 0 | 0 | 0 | 0 | 0
18 | 29 | 14 | On-site Wind | 2010$ | 0 | 0 | 0 | 0 | 0 | 0 | 0 | 0 | 0 | 0 | 0 | 0 | 0 | 0 | 0 | 0 | 0 | 0 | 0 | 0 | 0 | 0 | 0 | 0 | 0 | 0 | 0 | 0 | 0 | 0 | 0 | 0 | 0 | 0 | 0 | 0 | 0 | 0 | 0 | 0 | 0 | 0 | 0 | 0 | 0 | 0 | 0 | 0
18 | 29 | 15 | Solar DHW | 2010$ | 0 | 0 | 0 | 0 | 0 | 0 | 0 | 0 | 0 | 0 | 0 | 0 | 0 | 0 | 0 | 0 | 0 | 0 | 0 | 0 | 0 | 0 | 0 | 0 | 0 | 0 | 0 | 0 | 0 | 0 | 0 | 0 | 0 | 0 | 0 | 0 | 0 | 0 | 0 | 0 | 0 | 0 | 0 | 0 | 0 | 0 | 0 | 0
18 | 29 | 16 | Geo Exchange | 2010$ | 0 | 0 | 0 | 0 | 0 | 0 | 0 | 0 | 0 | 0 | 0 | 0 | 0 | 0 | 0 | 0 | 0 | 0 | 0 | 0 | 0 | 0 | 0 | 0 | 0 | 0 | 0 | 0 | 0 | 0 | 0 | 0 | 0 | 0 | 0 | 0 | 0 | 0 | 0 | 0 | 0 | 0 | 0 | 0 | 0 | 0 | 0 | 0
18 | 29 | 17 | Rooftop Solar PV | 2010$ | 0 | 0 | 0 | 0 | 0 | 0 | 0 | 0 | 0 | 0 | 0 | 0 | 0 | 0 | 0 | 0 | 0 | 0 | 0 | 0 | 0 | 0 | 0 | 0 | 0 | 0 | 0 | 0 | 0 | 0 | 0 | 0 | 0 | 0 | 0 | 0 | 0 | 0 | 0 | 0 | 0 | 0 | 0 | 0 | 0 | 0 | 0 | 0
18 | 29 | 18 | Blank | 2010$ | 0 | 0 | 0 | 0 | 0 | 0 | 0 | 0 | 0 | 0 | 0 | 0 | 0 | 0 | 0 | 0 | 0 | 0 | 0 | 0 | 0 | 0 | 0 | 0 | 0 | 0 | 0 | 0 | 0 | 0 | 0 | 0 | 0 | 0 | 0 | 0 | 0 | 0 | 0 | 0 | 0 | 0 | 0 | 0 | 0 | 0 | 0 | 0
18 | 29 | 19 | Blank | 2010$ | 0 | 0 | 0 | 0 | 0 | 0 | 0 | 0 | 0 | 0 | 0 | 0 | 0 | 0 | 0 | 0 | 0 | 0 | 0 | 0 | 0 | 0 | 0 | 0 | 0 | 0 | 0 | 0 | 0 | 0 | 0 | 0 | 0 | 0 | 0 | 0 | 0 | 0 | 0 | 0 | 0 | 0 | 0 | 0 | 0 | 0 | 0 | 0
18 | 29 | 20 | Blank | 2010$ | 0 | 0 | 0 | 0 | 0 | 0 | 0 | 0 | 0 | 0 | 0 | 0 | 0 | 0 | 0 | 0 | 0 | 0 | 0 | 0 | 0 | 0 | 0 | 0 | 0 | 0 | 0 | 0 | 0 | 0 | 0 | 0 | 0 | 0 | 0 | 0 | 0 | 0 | 0 | 0 | 0 | 0 | 0 | 0 | 0 | 0 | 0 | 0
18 | 29 | 21 | Blank | 2010$ | 0 | 0 | 0 | 0 | 0 | 0 | 0 | 0 | 0 | 0 | 0 | 0 | 0 | 0 | 0 | 0 | 0 | 0 | 0 | 0 | 0 | 0 | 0 | 0 | 0 | 0 | 0 | 0 | 0 | 0 | 0 | 0 | 0 | 0 | 0 | 0 | 0 | 0 | 0 | 0 | 0 | 0 | 0 | 0 | 0 | 0 | 0 | 0
18 | 29 | 22 | Blank | 2010$ | 0 | 0 | 0 | 0 | 0 | 0 | 0 | 0 | 0 | 0 | 0 | 0 | 0 | 0 | 0 | 0 | 0 | 0 | 0 | 0 | 0 | 0 | 0 | 0 | 0 | 0 | 0 | 0 | 0 | 0 | 0 | 0 | 0 | 0 | 0 | 0 | 0 | 0 | 0 | 0 | 0 | 0 | 0 | 0 | 0 | 0 | 0 | 0
18 | 29 | 23 | Blank | 2010$ | 0 | 0 | 0 | 0 | 0 | 0 | 0 | 0 | 0 | 0 | 0 | 0 | 0 | 0 | 0 | 0 | 0 | 0 | 0 | 0 | 0 | 0 | 0 | 0 | 0 | 0 | 0 | 0 | 0 | 0 | 0 | 0 | 0 | 0 | 0 | 0 | 0 | 0 | 0 | 0 | 0 | 0 | 0 | 0 | 0 | 0 | 0 | 0
18 | 29 | 24 | Blank | 2010$ | 0 | 0 | 0 | 0 | 0 | 0 | 0 | 0 | 0 | 0 | 0 | 0 | 0 | 0 | 0 | 0 | 0 | 0 | 0 | 0 | 0 | 0 | 0 | 0 | 0 | 0 | 0 | 0 | 0 | 0 | 0 | 0 | 0 | 0 | 0 | 0 | 0 | 0 | 0 | 0 | 0 | 0 | 0 | 0 | 0 | 0 | 0 | 0
18 | 29 | 25 | Blank | 2010$ | 0 | 0 | 0 | 0 | 0 | 0 | 0 | 0 | 0 | 0 | 0 | 0 | 0 | 0 | 0 | 0 | 0 | 0 | 0 | 0 | 0 | 0 | 0 | 0 | 0 | 0 | 0 | 0 | 0 | 0 | 0 | 0 | 0 | 0 | 0 | 0 | 0 | 0 | 0 | 0 | 0 | 0 | 0 | 0 | 0 | 0 | 0 | 0
18 | 29 | 26 | Blank | 2010$ | 0 | 0 | 0 | 0 | 0 | 0 | 0 | 0 | 0 | 0 | 0 | 0 | 0 | 0 | 0 | 0 | 0 | 0 | 0 | 0 | 0 | 0 | 0 | 0 | 0 | 0 | 0 | 0 | 0 | 0 | 0 | 0 | 0 | 0 | 0 | 0 | 0 | 0 | 0 | 0 | 0 | 0 | 0 | 0 | 0 | 0 | 0 | 0
18 | 29 | 27 | Blank | 2010$ | 0 | 0 | 0 | 0 | 0 | 0 | 0 | 0 | 0 | 0 | 0 | 0 | 0 | 0 | 0 | 0 | 0 | 0 | 0 | 0 | 0 | 0 | 0 | 0 | 0 | 0 | 0 | 0 | 0 | 0 | 0 | 0 | 0 | 0 | 0 | 0 | 0 | 0 | 0 | 0 | 0 | 0 | 0 | 0 | 0 | 0 | 0 | 0
18 | 29 | 28 | Blank | 2010$ | 0 | 0 | 0 | 0 | 0 | 0 | 0 | 0 | 0 | 0 | 0 | 0 | 0 | 0 | 0 | 0 | 0 | 0 | 0 | 0 | 0 | 0 | 0 | 0 | 0 | 0 | 0 | 0 | 0 | 0 | 0 | 0 | 0 | 0 | 0 | 0 | 0 | 0 | 0 | 0 | 0 | 0 | 0 | 0 | 0 | 0 | 0 | 0
18 | 29 | 29 | Blank | 2010$ | 0 | 0 | 0 | 0 | 0 | 0 | 0 | 0 | 0 | 0 | 0 | 0 | 0 | 0 | 0 | 0 | 0 | 0 | 0 | 0 | 0 | 0 | 0 | 0 | 0 | 0 | 0 | 0 | 0 | 0 | 0 | 0 | 0 | 0 | 0 | 0 | 0 | 0 | 0 | 0 | 0 | 0 | 0 | 0 | 0 | 0 | 0 | 0
18 | 29 | 30 | Blank | 2010$ | 0 | 0 | 0 | 0 | 0 | 0 | 0 | 0 | 0 | 0 | 0 | 0 | 0 | 0 | 0 | 0 | 0 | 0 | 0 | 0 | 0 | 0 | 0 | 0 | 0 | 0 | 0 | 0 | 0 | 0 | 0 | 0 | 0 | 0 | 0 | 0 | 0 | 0 | 0 | 0 | 0 | 0 | 0 | 0 | 0 | 0 | 0 | 0
|  |  | New Chilled Water Source Fuel Cost | 2010$ | -9782110.2227 | 0 | 0 | -147237.0824 | -147237.0824 | -347744.7516 | -347744.7516 | -1009198.2927 | -1009198.2927 | -1097496.3931 | -1097496.3931 | -1097496.3931 | -1097496.3931 | -1097496.3931 | -1097496.3931 | -1097496.3931 | -1097496.3931 | -1097496.3931 | -1097496.3931 | -1097496.3931 | -1097496.3931 | -1097496.3931 | -1097496.3931 | -950259.3107 | -950259.3107 | -749751.6415 | -749751.6415 | -88298.1004 | -88298.1004 | 0 | 0 | 0 | 0 | 0 | 0 | 0 | 0 | 0 | 0 | 0 | 0 | -4561134.1233 | -5487481.9656 | -5487481.9656 | -4845263.0492 | -926347.8423 | 0 | 0
18 | 30 | 1 | Behavior Change | 2010$ | 0 | 0 | 0 | 0 | 0 | 0 | 0 | 0 | 0 | 0 | 0 | 0 | 0 | 0 | 0 | 0 | 0 | 0 | 0 | 0 | 0 | 0 | 0 | 0 | 0 | 0 | 0 | 0 | 0 | 0 | 0 | 0 | 0 | 0 | 0 | 0 | 0 | 0 | 0 | 0 | 0 | 0 | 0 | 0 | 0 | 0 | 0 | 0
18 | 30 | 2 | Building Design & Construction Standards | 2010$ | 0 | 0 | 0 | 0 | 0 | 0 | 0 | 0 | 0 | 0 | 0 | 0 | 0 | 0 | 0 | 0 | 0 | 0 | 0 | 0 | 0 | 0 | 0 | 0 | 0 | 0 | 0 | 0 | 0 | 0 | 0 | 0 | 0 | 0 | 0 | 0 | 0 | 0 | 0 | 0 | 0 | 0 | 0 | 0 | 0 | 0 | 0 | 0
18 | 30 | 3 | Space Planning & Management | 2010$ | 0 | 0 | 0 | 0 | 0 | 0 | 0 | 0 | 0 | 0 | 0 | 0 | 0 | 0 | 0 | 0 | 0 | 0 | 0 | 0 | 0 | 0 | 0 | 0 | 0 | 0 | 0 | 0 | 0 | 0 | 0 | 0 | 0 | 0 | 0 | 0 | 0 | 0 | 0 | 0 | 0 | 0 | 0 | 0 | 0 | 0 | 0 | 0
18 | 30 | 4 | Central Chiller Expansion | 2010$ | 0 | 0 | 0 | 0 | 0 | 0 | 0 | 0 | 0 | 0 | 0 | 0 | 0 | 0 | 0 | 0 | 0 | 0 | 0 | 0 | 0 | 0 | 0 | 0 | 0 | 0 | 0 | 0 | 0 | 0 | 0 | 0 | 0 | 0 | 0 | 0 | 0 | 0 | 0 | 0 | 0 | 0 | 0 | 0 | 0 | 0 | 0 | 0
18 | 30 | 5 | Short-term Energy Conservation Measures | 2010$ | 0 | 0 | 0 | 0 | 0 | 0 | 0 | 0 | 0 | 0 | 0 | 0 | 0 | 0 | 0 | 0 | 0 | 0 | 0 | 0 | 0 | 0 | 0 | 0 | 0 | 0 | 0 | 0 | 0 | 0 | 0 | 0 | 0 | 0 | 0 | 0 | 0 | 0 | 0 | 0 | 0 | 0 | 0 | 0 | 0 | 0 | 0 | 0
18 | 30 | 6 | Mid-term Energy Conservation Measures | 2010$ | 0 | 0 | 0 | 0 | 0 | 0 | 0 | 0 | 0 | 0 | 0 | 0 | 0 | 0 | 0 | 0 | 0 | 0 | 0 | 0 | 0 | 0 | 0 | 0 | 0 | 0 | 0 | 0 | 0 | 0 | 0 | 0 | 0 | 0 | 0 | 0 | 0 | 0 | 0 | 0 | 0 | 0 | 0 | 0 | 0 | 0 | 0 | 0
18 | 30 | 7 | Long-term Energy Conservation Measures | 2010$ | 0 | 0 | 0 | 0 | 0 | 0 | 0 | 0 | 0 | 0 | 0 | 0 | 0 | 0 | 0 | 0 | 0 | 0 | 0 | 0 | 0 | 0 | 0 | 0 | 0 | 0 | 0 | 0 | 0 | 0 | 0 | 0 | 0 | 0 | 0 | 0 | 0 | 0 | 0 | 0 | 0 | 0 | 0 | 0 | 0 | 0 | 0 | 0
18 | 30 | 8 | Green IT | 2010$ | 0 | 0 | 0 | 0 | 0 | 0 | 0 | 0 | 0 | 0 | 0 | 0 | 0 | 0 | 0 | 0 | 0 | 0 | 0 | 0 | 0 | 0 | 0 | 0 | 0 | 0 | 0 | 0 | 0 | 0 | 0 | 0 | 0 | 0 | 0 | 0 | 0 | 0 | 0 | 0 | 0 | 0 | 0 | 0 | 0 | 0 | 0 | 0
18 | 30 | 9 | Reduced Air Travel | 2010$ | 0 | 0 | 0 | 0 | 0 | 0 | 0 | 0 | 0 | 0 | 0 | 0 | 0 | 0 | 0 | 0 | 0 | 0 | 0 | 0 | 0 | 0 | 0 | 0 | 0 | 0 | 0 | 0 | 0 | 0 | 0 | 0 | 0 | 0 | 0 | 0 | 0 | 0 | 0 | 0 | 0 | 0 | 0 | 0 | 0 | 0 | 0 | 0
18 | 30 | 10 | Reduced Automobile Reliance Strategies | 2010$ | 0 | 0 | 0 | 0 | 0 | 0 | 0 | 0 | 0 | 0 | 0 | 0 | 0 | 0 | 0 | 0 | 0 | 0 | 0 | 0 | 0 | 0 | 0 | 0 | 0 | 0 | 0 | 0 | 0 | 0 | 0 | 0 | 0 | 0 | 0 | 0 | 0 | 0 | 0 | 0 | 0 | 0 | 0 | 0 | 0 | 0 | 0 | 0
18 | 30 | 11 | Waste Reduction | 2010$ | 0 | 0 | 0 | 0 | 0 | 0 | 0 | 0 | 0 | 0 | 0 | 0 | 0 | 0 | 0 | 0 | 0 | 0 | 0 | 0 | 0 | 0 | 0 | 0 | 0 | 0 | 0 | 0 | 0 | 0 | 0 | 0 | 0 | 0 | 0 | 0 | 0 | 0 | 0 | 0 | 0 | 0 | 0 | 0 | 0 | 0 | 0 | 0
18 | 30 | 12 | Steam Line Improvements | 2010$ | 0 | 0 | 0 | 0 | 0 | 0 | 0 | 0 | 0 | 0 | 0 | 0 | 0 | 0 | 0 | 0 | 0 | 0 | 0 | 0 | 0 | 0 | 0 | 0 | 0 | 0 | 0 | 0 | 0 | 0 | 0 | 0 | 0 | 0 | 0 | 0 | 0 | 0 | 0 | 0 | 0 | 0 | 0 | 0 | 0 | 0 | 0 | 0
18 | 30 | 13 | Coal to Natural Gas Conversion @ Steam Plant | 2010$ | 0 | 0 | 0 | 0 | 0 | 0 | 0 | 0 | 0 | 0 | 0 | 0 | 0 | 0 | 0 | 0 | 0 | 0 | 0 | 0 | 0 | 0 | 0 | 0 | 0 | 0 | 0 | 0 | 0 | 0 | 0 | 0 | 0 | 0 | 0 | 0 | 0 | 0 | 0 | 0 | 0 | 0 | 0 | 0 | 0 | 0 | 0 | 0
18 | 30 | 14 | On-site Wind | 2010$ | 0 | 0 | 0 | 0 | 0 | 0 | 0 | 0 | 0 | 0 | 0 | 0 | 0 | 0 | 0 | 0 | 0 | 0 | 0 | 0 | 0 | 0 | 0 | 0 | 0 | 0 | 0 | 0 | 0 | 0 | 0 | 0 | 0 | 0 | 0 | 0 | 0 | 0 | 0 | 0 | 0 | 0 | 0 | 0 | 0 | 0 | 0 | 0
18 | 30 | 15 | Solar DHW | 2010$ | 0 | 0 | 0 | 0 | 0 | 0 | 0 | 0 | 0 | 0 | 0 | 0 | 0 | 0 | 0 | 0 | 0 | 0 | 0 | 0 | 0 | 0 | 0 | 0 | 0 | 0 | 0 | 0 | 0 | 0 | 0 | 0 | 0 | 0 | 0 | 0 | 0 | 0 | 0 | 0 | 0 | 0 | 0 | 0 | 0 | 0 | 0 | 0
18 | 30 | 16 | Geo Exchange | 2010$ | 0 | 0 | 0 | 0 | 0 | 0 | 0 | 0 | 0 | 0 | 0 | 0 | 0 | 0 | 0 | 0 | 0 | 0 | 0 | 0 | 0 | 0 | 0 | 0 | 0 | 0 | 0 | 0 | 0 | 0 | 0 | 0 | 0 | 0 | 0 | 0 | 0 | 0 | 0 | 0 | 0 | 0 | 0 | 0 | 0 | 0 | 0 | 0
18 | 30 | 17 | Rooftop Solar PV | 2010$ | 0 | 0 | 0 | 0 | 0 | 0 | 0 | 0 | 0 | 0 | 0 | 0 | 0 | 0 | 0 | 0 | 0 | 0 | 0 | 0 | 0 | 0 | 0 | 0 | 0 | 0 | 0 | 0 | 0 | 0 | 0 | 0 | 0 | 0 | 0 | 0 | 0 | 0 | 0 | 0 | 0 | 0 | 0 | 0 | 0 | 0 | 0 | 0
18 | 30 | 18 | Blank | 2010$ | 0 | 0 | 0 | 0 | 0 | 0 | 0 | 0 | 0 | 0 | 0 | 0 | 0 | 0 | 0 | 0 | 0 | 0 | 0 | 0 | 0 | 0 | 0 | 0 | 0 | 0 | 0 | 0 | 0 | 0 | 0 | 0 | 0 | 0 | 0 | 0 | 0 | 0 | 0 | 0 | 0 | 0 | 0 | 0 | 0 | 0 | 0 | 0
18 | 30 | 19 | Blank | 2010$ | 0 | 0 | 0 | 0 | 0 | 0 | 0 | 0 | 0 | 0 | 0 | 0 | 0 | 0 | 0 | 0 | 0 | 0 | 0 | 0 | 0 | 0 | 0 | 0 | 0 | 0 | 0 | 0 | 0 | 0 | 0 | 0 | 0 | 0 | 0 | 0 | 0 | 0 | 0 | 0 | 0 | 0 | 0 | 0 | 0 | 0 | 0 | 0
18 | 30 | 20 | Blank | 2010$ | 0 | 0 | 0 | 0 | 0 | 0 | 0 | 0 | 0 | 0 | 0 | 0 | 0 | 0 | 0 | 0 | 0 | 0 | 0 | 0 | 0 | 0 | 0 | 0 | 0 | 0 | 0 | 0 | 0 | 0 | 0 | 0 | 0 | 0 | 0 | 0 | 0 | 0 | 0 | 0 | 0 | 0 | 0 | 0 | 0 | 0 | 0 | 0
18 | 30 | 21 | Blank | 2010$ | 0 | 0 | 0 | 0 | 0 | 0 | 0 | 0 | 0 | 0 | 0 | 0 | 0 | 0 | 0 | 0 | 0 | 0 | 0 | 0 | 0 | 0 | 0 | 0 | 0 | 0 | 0 | 0 | 0 | 0 | 0 | 0 | 0 | 0 | 0 | 0 | 0 | 0 | 0 | 0 | 0 | 0 | 0 | 0 | 0 | 0 | 0 | 0
18 | 30 | 22 | Blank | 2010$ | 0 | 0 | 0 | 0 | 0 | 0 | 0 | 0 | 0 | 0 | 0 | 0 | 0 | 0 | 0 | 0 | 0 | 0 | 0 | 0 | 0 | 0 | 0 | 0 | 0 | 0 | 0 | 0 | 0 | 0 | 0 | 0 | 0 | 0 | 0 | 0 | 0 | 0 | 0 | 0 | 0 | 0 | 0 | 0 | 0 | 0 | 0 | 0
18 | 30 | 23 | Blank | 2010$ | 0 | 0 | 0 | 0 | 0 | 0 | 0 | 0 | 0 | 0 | 0 | 0 | 0 | 0 | 0 | 0 | 0 | 0 | 0 | 0 | 0 | 0 | 0 | 0 | 0 | 0 | 0 | 0 | 0 | 0 | 0 | 0 | 0 | 0 | 0 | 0 | 0 | 0 | 0 | 0 | 0 | 0 | 0 | 0 | 0 | 0 | 0 | 0
18 | 30 | 24 | Blank | 2010$ | 0 | 0 | 0 | 0 | 0 | 0 | 0 | 0 | 0 | 0 | 0 | 0 | 0 | 0 | 0 | 0 | 0 | 0 | 0 | 0 | 0 | 0 | 0 | 0 | 0 | 0 | 0 | 0 | 0 | 0 | 0 | 0 | 0 | 0 | 0 | 0 | 0 | 0 | 0 | 0 | 0 | 0 | 0 | 0 | 0 | 0 | 0 | 0
18 | 30 | 25 | Blank | 2010$ | 0 | 0 | 0 | 0 | 0 | 0 | 0 | 0 | 0 | 0 | 0 | 0 | 0 | 0 | 0 | 0 | 0 | 0 | 0 | 0 | 0 | 0 | 0 | 0 | 0 | 0 | 0 | 0 | 0 | 0 | 0 | 0 | 0 | 0 | 0 | 0 | 0 | 0 | 0 | 0 | 0 | 0 | 0 | 0 | 0 | 0 | 0 | 0
18 | 30 | 26 | Blank | 2010$ | 0 | 0 | 0 | 0 | 0 | 0 | 0 | 0 | 0 | 0 | 0 | 0 | 0 | 0 | 0 | 0 | 0 | 0 | 0 | 0 | 0 | 0 | 0 | 0 | 0 | 0 | 0 | 0 | 0 | 0 | 0 | 0 | 0 | 0 | 0 | 0 | 0 | 0 | 0 | 0 | 0 | 0 | 0 | 0 | 0 | 0 | 0 | 0
18 | 30 | 27 | Blank | 2010$ | 0 | 0 | 0 | 0 | 0 | 0 | 0 | 0 | 0 | 0 | 0 | 0 | 0 | 0 | 0 | 0 | 0 | 0 | 0 | 0 | 0 | 0 | 0 | 0 | 0 | 0 | 0 | 0 | 0 | 0 | 0 | 0 | 0 | 0 | 0 | 0 | 0 | 0 | 0 | 0 | 0 | 0 | 0 | 0 | 0 | 0 | 0 | 0
18 | 30 | 28 | Blank | 2010$ | 0 | 0 | 0 | 0 | 0 | 0 | 0 | 0 | 0 | 0 | 0 | 0 | 0 | 0 | 0 | 0 | 0 | 0 | 0 | 0 | 0 | 0 | 0 | 0 | 0 | 0 | 0 | 0 | 0 | 0 | 0 | 0 | 0 | 0 | 0 | 0 | 0 | 0 | 0 | 0 | 0 | 0 | 0 | 0 | 0 | 0 | 0 | 0
18 | 30 | 29 | Blank | 2010$ | 0 | 0 | 0 | 0 | 0 | 0 | 0 | 0 | 0 | 0 | 0 | 0 | 0 | 0 | 0 | 0 | 0 | 0 | 0 | 0 | 0 | 0 | 0 | 0 | 0 | 0 | 0 | 0 | 0 | 0 | 0 | 0 | 0 | 0 | 0 | 0 | 0 | 0 | 0 | 0 | 0 | 0 | 0 | 0 | 0 | 0 | 0 | 0
18 | 30 | 30 | Blank | 2010$ | 0 | 0 | 0 | 0 | 0 | 0 | 0 | 0 | 0 | 0 | 0 | 0 | 0 | 0 | 0 | 0 | 0 | 0 | 0 | 0 | 0 | 0 | 0 | 0 | 0 | 0 | 0 | 0 | 0 | 0 | 0 | 0 | 0 | 0 | 0 | 0 | 0 | 0 | 0 | 0 | 0 | 0 | 0 | 0 | 0 | 0 | 0 | 0
|  |  | NG Savings (Cost) | 2010$ | 0 | 0 | 0 | 0 | 0 | 0 | 0 | 0 | 0 | 0 | 0 | 0 | 0 | 0 | 0 | 0 | 0 | 0 | 0 | 0 | 0 | 0 | 0 | 0 | 0 | 0 | 0 | 0 | 0 | 0 | 0 | 0 | 0 | 0 | 0 | 0 | 0 | 0 | 0 | 0 | 0 | 0 | 0 | 0 | 0 | 0 | 0 | 0
18 | 31 | 1 | Behavior Change | 2010$ | 0 | 0 | 0 | 0 | 0 | 0 | 0 | 0 | 0 | 0 | 0 | 0 | 0 | 0 | 0 | 0 | 0 | 0 | 0 | 0 | 0 | 0 | 0 | 0 | 0 | 0 | 0 | 0 | 0 | 0 | 0 | 0 | 0 | 0 | 0 | 0 | 0 | 0 | 0 | 0 | 0 | 0 | 0 | 0 | 0 | 0 | 0 | 0
18 | 31 | 2 | Building Design & Construction Standards | 2010$ | 0 | 0 | 0 | 0 | 0 | 0 | 0 | 0 | 0 | 0 | 0 | 0 | 0 | 0 | 0 | 0 | 0 | 0 | 0 | 0 | 0 | 0 | 0 | 0 | 0 | 0 | 0 | 0 | 0 | 0 | 0 | 0 | 0 | 0 | 0 | 0 | 0 | 0 | 0 | 0 | 0 | 0 | 0 | 0 | 0 | 0 | 0 | 0
18 | 31 | 3 | Space Planning & Management | 2010$ | 0 | 0 | 0 | 0 | 0 | 0 | 0 | 0 | 0 | 0 | 0 | 0 | 0 | 0 | 0 | 0 | 0 | 0 | 0 | 0 | 0 | 0 | 0 | 0 | 0 | 0 | 0 | 0 | 0 | 0 | 0 | 0 | 0 | 0 | 0 | 0 | 0 | 0 | 0 | 0 | 0 | 0 | 0 | 0 | 0 | 0 | 0 | 0
18 | 31 | 4 | Central Chiller Expansion | 2010$ | 0 | 0 | 0 | 0 | 0 | 0 | 0 | 0 | 0 | 0 | 0 | 0 | 0 | 0 | 0 | 0 | 0 | 0 | 0 | 0 | 0 | 0 | 0 | 0 | 0 | 0 | 0 | 0 | 0 | 0 | 0 | 0 | 0 | 0 | 0 | 0 | 0 | 0 | 0 | 0 | 0 | 0 | 0 | 0 | 0 | 0 | 0 | 0
18 | 31 | 5 | Short-term Energy Conservation Measures | 2010$ | 0 | 0 | 0 | 0 | 0 | 0 | 0 | 0 | 0 | 0 | 0 | 0 | 0 | 0 | 0 | 0 | 0 | 0 | 0 | 0 | 0 | 0 | 0 | 0 | 0 | 0 | 0 | 0 | 0 | 0 | 0 | 0 | 0 | 0 | 0 | 0 | 0 | 0 | 0 | 0 | 0 | 0 | 0 | 0 | 0 | 0 | 0 | 0
18 | 31 | 6 | Mid-term Energy Conservation Measures | 2010$ | 0 | 0 | 0 | 0 | 0 | 0 | 0 | 0 | 0 | 0 | 0 | 0 | 0 | 0 | 0 | 0 | 0 | 0 | 0 | 0 | 0 | 0 | 0 | 0 | 0 | 0 | 0 | 0 | 0 | 0 | 0 | 0 | 0 | 0 | 0 | 0 | 0 | 0 | 0 | 0 | 0 | 0 | 0 | 0 | 0 | 0 | 0 | 0
18 | 31 | 7 | Long-term Energy Conservation Measures | 2010$ | 0 | 0 | 0 | 0 | 0 | 0 | 0 | 0 | 0 | 0 | 0 | 0 | 0 | 0 | 0 | 0 | 0 | 0 | 0 | 0 | 0 | 0 | 0 | 0 | 0 | 0 | 0 | 0 | 0 | 0 | 0 | 0 | 0 | 0 | 0 | 0 | 0 | 0 | 0 | 0 | 0 | 0 | 0 | 0 | 0 | 0 | 0 | 0
18 | 31 | 8 | Green IT | 2010$ | 0 | 0 | 0 | 0 | 0 | 0 | 0 | 0 | 0 | 0 | 0 | 0 | 0 | 0 | 0 | 0 | 0 | 0 | 0 | 0 | 0 | 0 | 0 | 0 | 0 | 0 | 0 | 0 | 0 | 0 | 0 | 0 | 0 | 0 | 0 | 0 | 0 | 0 | 0 | 0 | 0 | 0 | 0 | 0 | 0 | 0 | 0 | 0
18 | 31 | 9 | Reduced Air Travel | 2010$ | 0 | 0 | 0 | 0 | 0 | 0 | 0 | 0 | 0 | 0 | 0 | 0 | 0 | 0 | 0 | 0 | 0 | 0 | 0 | 0 | 0 | 0 | 0 | 0 | 0 | 0 | 0 | 0 | 0 | 0 | 0 | 0 | 0 | 0 | 0 | 0 | 0 | 0 | 0 | 0 | 0 | 0 | 0 | 0 | 0 | 0 | 0 | 0
18 | 31 | 10 | Reduced Automobile Reliance Strategies | 2010$ | 0 | 0 | 0 | 0 | 0 | 0 | 0 | 0 | 0 | 0 | 0 | 0 | 0 | 0 | 0 | 0 | 0 | 0 | 0 | 0 | 0 | 0 | 0 | 0 | 0 | 0 | 0 | 0 | 0 | 0 | 0 | 0 | 0 | 0 | 0 | 0 | 0 | 0 | 0 | 0 | 0 | 0 | 0 | 0 | 0 | 0 | 0 | 0
18 | 31 | 11 | Waste Reduction | 2010$ | 0 | 0 | 0 | 0 | 0 | 0 | 0 | 0 | 0 | 0 | 0 | 0 | 0 | 0 | 0 | 0 | 0 | 0 | 0 | 0 | 0 | 0 | 0 | 0 | 0 | 0 | 0 | 0 | 0 | 0 | 0 | 0 | 0 | 0 | 0 | 0 | 0 | 0 | 0 | 0 | 0 | 0 | 0 | 0 | 0 | 0 | 0 | 0
18 | 31 | 12 | Steam Line Improvements | 2010$ | 0 | 0 | 0 | 0 | 0 | 0 | 0 | 0 | 0 | 0 | 0 | 0 | 0 | 0 | 0 | 0 | 0 | 0 | 0 | 0 | 0 | 0 | 0 | 0 | 0 | 0 | 0 | 0 | 0 | 0 | 0 | 0 | 0 | 0 | 0 | 0 | 0 | 0 | 0 | 0 | 0 | 0 | 0 | 0 | 0 | 0 | 0 | 0
18 | 31 | 13 | Coal to Natural Gas Conversion @ Steam Plant | 2010$ | 0 | 0 | 0 | 0 | 0 | 0 | 0 | 0 | 0 | 0 | 0 | 0 | 0 | 0 | 0 | 0 | 0 | 0 | 0 | 0 | 0 | 0 | 0 | 0 | 0 | 0 | 0 | 0 | 0 | 0 | 0 | 0 | 0 | 0 | 0 | 0 | 0 | 0 | 0 | 0 | 0 | 0 | 0 | 0 | 0 | 0 | 0 | 0
18 | 31 | 14 | On-site Wind | 2010$ | 0 | 0 | 0 | 0 | 0 | 0 | 0 | 0 | 0 | 0 | 0 | 0 | 0 | 0 | 0 | 0 | 0 | 0 | 0 | 0 | 0 | 0 | 0 | 0 | 0 | 0 | 0 | 0 | 0 | 0 | 0 | 0 | 0 | 0 | 0 | 0 | 0 | 0 | 0 | 0 | 0 | 0 | 0 | 0 | 0 | 0 | 0 | 0
18 | 31 | 15 | Solar DHW | 2010$ | 0 | 0 | 0 | 0 | 0 | 0 | 0 | 0 | 0 | 0 | 0 | 0 | 0 | 0 | 0 | 0 | 0 | 0 | 0 | 0 | 0 | 0 | 0 | 0 | 0 | 0 | 0 | 0 | 0 | 0 | 0 | 0 | 0 | 0 | 0 | 0 | 0 | 0 | 0 | 0 | 0 | 0 | 0 | 0 | 0 | 0 | 0 | 0
18 | 31 | 16 | Geo Exchange | 2010$ | 0 | 0 | 0 | 0 | 0 | 0 | 0 | 0 | 0 | 0 | 0 | 0 | 0 | 0 | 0 | 0 | 0 | 0 | 0 | 0 | 0 | 0 | 0 | 0 | 0 | 0 | 0 | 0 | 0 | 0 | 0 | 0 | 0 | 0 | 0 | 0 | 0 | 0 | 0 | 0 | 0 | 0 | 0 | 0 | 0 | 0 | 0 | 0
18 | 31 | 17 | Rooftop Solar PV | 2010$ | 0 | 0 | 0 | 0 | 0 | 0 | 0 | 0 | 0 | 0 | 0 | 0 | 0 | 0 | 0 | 0 | 0 | 0 | 0 | 0 | 0 | 0 | 0 | 0 | 0 | 0 | 0 | 0 | 0 | 0 | 0 | 0 | 0 | 0 | 0 | 0 | 0 | 0 | 0 | 0 | 0 | 0 | 0 | 0 | 0 | 0 | 0 | 0
18 | 31 | 18 | Blank | 2010$ | 0 | 0 | 0 | 0 | 0 | 0 | 0 | 0 | 0 | 0 | 0 | 0 | 0 | 0 | 0 | 0 | 0 | 0 | 0 | 0 | 0 | 0 | 0 | 0 | 0 | 0 | 0 | 0 | 0 | 0 | 0 | 0 | 0 | 0 | 0 | 0 | 0 | 0 | 0 | 0 | 0 | 0 | 0 | 0 | 0 | 0 | 0 | 0
18 | 31 | 19 | Blank | 2010$ | 0 | 0 | 0 | 0 | 0 | 0 | 0 | 0 | 0 | 0 | 0 | 0 | 0 | 0 | 0 | 0 | 0 | 0 | 0 | 0 | 0 | 0 | 0 | 0 | 0 | 0 | 0 | 0 | 0 | 0 | 0 | 0 | 0 | 0 | 0 | 0 | 0 | 0 | 0 | 0 | 0 | 0 | 0 | 0 | 0 | 0 | 0 | 0
18 | 31 | 20 | Blank | 2010$ | 0 | 0 | 0 | 0 | 0 | 0 | 0 | 0 | 0 | 0 | 0 | 0 | 0 | 0 | 0 | 0 | 0 | 0 | 0 | 0 | 0 | 0 | 0 | 0 | 0 | 0 | 0 | 0 | 0 | 0 | 0 | 0 | 0 | 0 | 0 | 0 | 0 | 0 | 0 | 0 | 0 | 0 | 0 | 0 | 0 | 0 | 0 | 0
18 | 31 | 21 | Blank | 2010$ | 0 | 0 | 0 | 0 | 0 | 0 | 0 | 0 | 0 | 0 | 0 | 0 | 0 | 0 | 0 | 0 | 0 | 0 | 0 | 0 | 0 | 0 | 0 | 0 | 0 | 0 | 0 | 0 | 0 | 0 | 0 | 0 | 0 | 0 | 0 | 0 | 0 | 0 | 0 | 0 | 0 | 0 | 0 | 0 | 0 | 0 | 0 | 0
18 | 31 | 22 | Blank | 2010$ | 0 | 0 | 0 | 0 | 0 | 0 | 0 | 0 | 0 | 0 | 0 | 0 | 0 | 0 | 0 | 0 | 0 | 0 | 0 | 0 | 0 | 0 | 0 | 0 | 0 | 0 | 0 | 0 | 0 | 0 | 0 | 0 | 0 | 0 | 0 | 0 | 0 | 0 | 0 | 0 | 0 | 0 | 0 | 0 | 0 | 0 | 0 | 0
18 | 31 | 23 | Blank | 2010$ | 0 | 0 | 0 | 0 | 0 | 0 | 0 | 0 | 0 | 0 | 0 | 0 | 0 | 0 | 0 | 0 | 0 | 0 | 0 | 0 | 0 | 0 | 0 | 0 | 0 | 0 | 0 | 0 | 0 | 0 | 0 | 0 | 0 | 0 | 0 | 0 | 0 | 0 | 0 | 0 | 0 | 0 | 0 | 0 | 0 | 0 | 0 | 0
18 | 31 | 24 | Blank | 2010$ | 0 | 0 | 0 | 0 | 0 | 0 | 0 | 0 | 0 | 0 | 0 | 0 | 0 | 0 | 0 | 0 | 0 | 0 | 0 | 0 | 0 | 0 | 0 | 0 | 0 | 0 | 0 | 0 | 0 | 0 | 0 | 0 | 0 | 0 | 0 | 0 | 0 | 0 | 0 | 0 | 0 | 0 | 0 | 0 | 0 | 0 | 0 | 0
18 | 31 | 25 | Blank | 2010$ | 0 | 0 | 0 | 0 | 0 | 0 | 0 | 0 | 0 | 0 | 0 | 0 | 0 | 0 | 0 | 0 | 0 | 0 | 0 | 0 | 0 | 0 | 0 | 0 | 0 | 0 | 0 | 0 | 0 | 0 | 0 | 0 | 0 | 0 | 0 | 0 | 0 | 0 | 0 | 0 | 0 | 0 | 0 | 0 | 0 | 0 | 0 | 0
18 | 31 | 26 | Blank | 2010$ | 0 | 0 | 0 | 0 | 0 | 0 | 0 | 0 | 0 | 0 | 0 | 0 | 0 | 0 | 0 | 0 | 0 | 0 | 0 | 0 | 0 | 0 | 0 | 0 | 0 | 0 | 0 | 0 | 0 | 0 | 0 | 0 | 0 | 0 | 0 | 0 | 0 | 0 | 0 | 0 | 0 | 0 | 0 | 0 | 0 | 0 | 0 | 0
18 | 31 | 27 | Blank | 2010$ | 0 | 0 | 0 | 0 | 0 | 0 | 0 | 0 | 0 | 0 | 0 | 0 | 0 | 0 | 0 | 0 | 0 | 0 | 0 | 0 | 0 | 0 | 0 | 0 | 0 | 0 | 0 | 0 | 0 | 0 | 0 | 0 | 0 | 0 | 0 | 0 | 0 | 0 | 0 | 0 | 0 | 0 | 0 | 0 | 0 | 0 | 0 | 0
18 | 31 | 28 | Blank | 2010$ | 0 | 0 | 0 | 0 | 0 | 0 | 0 | 0 | 0 | 0 | 0 | 0 | 0 | 0 | 0 | 0 | 0 | 0 | 0 | 0 | 0 | 0 | 0 | 0 | 0 | 0 | 0 | 0 | 0 | 0 | 0 | 0 | 0 | 0 | 0 | 0 | 0 | 0 | 0 | 0 | 0 | 0 | 0 | 0 | 0 | 0 | 0 | 0
18 | 31 | 29 | Blank | 2010$ | 0 | 0 | 0 | 0 | 0 | 0 | 0 | 0 | 0 | 0 | 0 | 0 | 0 | 0 | 0 | 0 | 0 | 0 | 0 | 0 | 0 | 0 | 0 | 0 | 0 | 0 | 0 | 0 | 0 | 0 | 0 | 0 | 0 | 0 | 0 | 0 | 0 | 0 | 0 | 0 | 0 | 0 | 0 | 0 | 0 | 0 | 0 | 0
18 | 31 | 30 | Blank | 2010$ | 0 | 0 | 0 | 0 | 0 | 0 | 0 | 0 | 0 | 0 | 0 | 0 | 0 | 0 | 0 | 0 | 0 | 0 | 0 | 0 | 0 | 0 | 0 | 0 | 0 | 0 | 0 | 0 | 0 | 0 | 0 | 0 | 0 | 0 | 0 | 0 | 0 | 0 | 0 | 0 | 0 | 0 | 0 | 0 | 0 | 0 | 0 | 0
|  |  | Campus Fleet Fuel | 2010$ | 0 | 0 | 0 | 0 | 0 | 0 | 0 | 0 | 0 | 0 | 0 | 0 | 0 | 0 | 0 | 0 | 0 | 0 | 0 | 0 | 0 | 0 | 0 | 0 | 0 | 0 | 0 | 0 | 0 | 0 | 0 | 0 | 0 | 0 | 0 | 0 | 0 | 0 | 0 | 0 | 0 | 0 | 0 | 0 | 0 | 0 | 0 | 0
18 | 32 | 1 | Behavior Change | 2010$ | 5460742.8145 | 0 | 0 | 53551.204 | 106568.7606 | 158816.4971 | 211097.0068 | 262678.6678 | 313757.2601 | 353910.4962 | 393634.9048 | 432919.7951 | 471754.4013 | 510127.8791 | 507434.5404 | 508222.4115 | 509000.3579 | 509768.3885 | 510526.5081 | 511274.7174 | 512013.013 | 512741.3876 | 513459.8303 | 514168.3266 | 514866.8584 | 516831.5749 | 518799.043 | 520769.3308 | 522742.5041 | 524718.6264 | 526697.7592 | 528679.9618 | 530665.2914 | 532653.8036 | 534645.5519 | 536640.5882 | 538638.9626 | 540640.7238 | 542645.9186 | 544654.5925 | 546666.7898 | 1535078.3357 | 2430459.0274 | 2552582.9849 | 2572067.9779 | 2613727.2635 | 2663285.1969 | 2713246.9872
18 | 32 | 2 | Building Design & Construction Standards | 2010$ | 19180497.9728 | 0 | 91394.6418 | 410164.8554 | 535078.7528 | 586445.3508 | 841889.9592 | 896391.0017 | 951515.6626 | 1007264.2711 | 1063637.3324 | 1120635.5197 | 1178259.6672 | 1236510.7632 | 1295389.9435 | 1354898.4856 | 1415037.8031 | 1475809.4402 | 1537215.0668 | 1599256.4739 | 1661935.5695 | 1725254.3737 | 1789215.0158 | 1853819.7298 | 1919070.8516 | 1984970.8153 | 2051522.1507 | 2118727.4797 | 2186589.5144 | 2255111.0538 | 2324294.9822 | 2394144.266 | 2464661.9525 | 2535851.1672 | 2607715.1121 | 2680257.0642 | 2753480.3733 | 2827388.4608 | 2901984.818 | 2977273.0046 | 3053256.6477 | 4760698.2269 | 6185694.3791 | 7689254.3535 | 9272330.7862 | 10936245.1807 | 12682629.5621 | 14513383.3045
18 | 32 | 3 | Space Planning & Management | 2010$ | 56180912.0967 | 237052.0534 | 476101.7032 | 717163.9316 | 960253.8203 | 1205386.5517 | 1452577.4092 | 1701841.7783 | 1953195.1464 | 2206653.1043 | 2462231.3463 | 2719945.6713 | 2979811.9827 | 3241846.2901 | 3506064.7089 | 3772483.4617 | 4041118.8788 | 4311987.3986 | 4585105.5685 | 4860490.0457 | 5138157.5977 | 5418125.1027 | 5700409.5511 | 5985028.0452 | 6271997.8009 | 6561336.1476 | 6853060.5292 | 7147188.5049 | 7443737.75 | 7742726.0561 | 8044171.3325 | 8348091.6065 | 8654505.0242 | 8963429.8514 | 9274884.4741 | 9588887.3996 | 9905457.2567 | 10224612.797 | 10546372.8954 | 10870756.5509 | 11197782.8875 | 9776498.7844 | 16220152.1146 | 22936859.4893 | 29936896.6476 | 37230884.1727 | 44829798.3557 | 52744982.3874
18 | 32 | 4 | Central Chiller Expansion | 2010$ | 11972197.3864 | 0 | 0 | 514021.3966 | 535787.4189 | 887027.3781 | 911846.0274 | 462293.5964 | 488482.7585 | 426598.9246 | 453239.8917 | 480109.1661 | 507208.3648 | 534539.1154 | 562103.0559 | 589901.8348 | 617937.1116 | 646210.5562 | 674723.8494 | 703478.6829 | 732476.7591 | 761719.7918 | 771015.8727 | 927595.5165 | 936984.7906 | 1146928.6803 | 1156412.0819 | 1827396.4417 | 1836974.9144 | 1934899.3798 | 1944573.8767 | 1954296.7461 | 1964068.2299 | 1973888.571 | 1983758.0139 | 1993676.8039 | 2003645.188 | 2013663.4139 | 2023731.731 | 2033850.3896 | 2044019.6416 | 2742461.1987 | 2673861.537 | 3374826.9592 | 4544244.652 | 8700256.6946 | 9869688.3648 | 10118910.364
18 | 32 | 5 | Short-term Energy Conservation Measures | 2010$ | 22409087.4969 | 0 | 321577.9242 | 645751.7895 | 972541.0655 | 1301965.3516 | 1634044.3777 | 1640665.0043 | 1647318.734 | 1654005.7324 | 1660726.1658 | 1667480.2014 | 1674268.0071 | 1681089.7518 | 1687945.6053 | 1694835.7381 | 1701760.3215 | 1708719.5278 | 1715713.5302 | 1722742.5025 | 1729806.6198 | 1736906.0576 | 1744040.9926 | 1751211.6023 | 1758418.065 | 1765660.56 | 1772939.2676 | 1780254.3686 | 1787606.0452 | 1794994.4801 | 1802419.8573 | 1809882.3613 | 1817382.1778 | 1824919.4934 | 1832494.4956 | 1840107.3728 | 1847758.3144 | 1855447.5107 | 1863175.1529 | 1870941.4334 | 1878746.5453 | 8236760.0142 | 8405619.3036 | 8578742.5017 | 8756237.2775 | 8938214.0188 | 9124785.9008 | 9316068.9567
18 | 32 | 6 | Mid-term Energy Conservation Measures | 2010$ | 14321073.1694 | 0 | 0 | 0 | 0 | 0 | 0 | 193520.654 | 388809.1602 | 585878.7775 | 784742.8531 | 985414.8233 | 1187908.2138 | 1392236.6404 | 1598413.8096 | 1605736.4612 | 1613095.7261 | 1620491.7872 | 1627924.8287 | 1635395.0354 | 1642902.5932 | 1650447.6887 | 1658030.5097 | 1665651.2448 | 1673310.0836 | 1681007.2166 | 1688742.8352 | 1696517.132 | 1704330.3002 | 1712182.5342 | 1720074.0295 | 1728004.9822 | 1735975.5897 | 1743986.0502 | 1752036.563 | 1760127.3283 | 1768258.5475 | 1776430.4228 | 1784643.1575 | 1792896.9559 | 1801192.0232 | 1952951.4448 | 6769709.9483 | 8139809.9707 | 8328446.7434 | 8521846.8311 | 8720130.5133 | 8923421.107
18 | 32 | 7 | Long-term Energy Conservation Measures | 2010$ | 5963382.3137 | 0 | 0 | 0 | 0 | 0 | 0 | 0 | 0 | 0 | 0 | 0 | 0 | 0 | 0 | 125059.2743 | 251040.9903 | 377952.0664 | 505799.467 | 634590.2029 | 764331.3316 | 895029.9578 | 1026693.2332 | 1159328.3573 | 1292942.5773 | 1297766.5351 | 1302614.6128 | 1307486.9308 | 1312383.6104 | 1317304.7734 | 1322250.5422 | 1327221.0399 | 1332216.3901 | 1337236.717 | 1342282.1455 | 1347352.8012 | 1352448.8102 | 1357570.2992 | 1362717.3956 | 1367890.2276 | 1373088.9237 | 0 | 125059.2743 | 2533714.0583 | 5671760.6608 | 6562040.4696 | 6686309.0937 | 6813715.6563
18 | 32 | 8 | Green IT | 2010$ | 9910631.3745 | 0 | 0 | 235520.9962 | 473397.2025 | 713646.2827 | 717214.5141 | 720800.5867 | 724404.5896 | 728026.6126 | 731666.7456 | 735325.0794 | 739001.7048 | 742696.7133 | 746410.1969 | 750142.2478 | 753892.9591 | 757662.4239 | 761450.736 | 765257.9897 | 769084.2796 | 772929.701 | 776794.3495 | 780678.3213 | 784581.7129 | 788504.6214 | 792447.1446 | 796409.3803 | 800391.4272 | 804393.3843 | 808415.3512 | 812457.428 | 816519.7151 | 820602.3137 | 824705.3253 | 828828.8519 | 832972.9962 | 837137.8611 | 841323.5504 | 845530.1682 | 849757.819 | 3622113.0487 | 3713575.9421 | 3807348.3882 | 3903488.7061 | 4002056.6875 | 4103113.634 | 4206722.395
18 | 32 | 9 | Reduced Air Travel | 2010$ | 0 | 0 | 0 | 0 | 0 | 0 | 0 | 0 | 0 | 0 | 0 | 0 | 0 | 0 | 0 | 0 | 0 | 0 | 0 | 0 | 0 | 0 | 0 | 0 | 0 | 0 | 0 | 0 | 0 | 0 | 0 | 0 | 0 | 0 | 0 | 0 | 0 | 0 | 0 | 0 | 0 | 0 | 0 | 0 | 0 | 0 | 0 | 0
18 | 32 | 10 | Reduced Automobile Reliance Strategies | 2010$ | 0 | 0 | 0 | 0 | 0 | 0 | 0 | 0 | 0 | 0 | 0 | 0 | 0 | 0 | 0 | 0 | 0 | 0 | 0 | 0 | 0 | 0 | 0 | 0 | 0 | 0 | 0 | 0 | 0 | 0 | 0 | 0 | 0 | 0 | 0 | 0 | 0 | 0 | 0 | 0 | 0 | 0 | 0 | 0 | 0 | 0 | 0 | 0
18 | 32 | 11 | Waste Reduction | 2010$ | 0 | 0 | 0 | 0 | 0 | 0 | 0 | 0 | 0 | 0 | 0 | 0 | 0 | 0 | 0 | 0 | 0 | 0 | 0 | 0 | 0 | 0 | 0 | 0 | 0 | 0 | 0 | 0 | 0 | 0 | 0 | 0 | 0 | 0 | 0 | 0 | 0 | 0 | 0 | 0 | 0 | 0 | 0 | 0 | 0 | 0 | 0 | 0
18 | 32 | 12 | Steam Line Improvements | 2010$ | 5520765.9618 | 0 | 0 | 318930.9882 | 325674.3829 | 331089.06 | 340270.0598 | 345795.673 | 351368.0355 | 356987.4767 | 362654.3282 | 368368.9235 | 374131.5983 | 379942.6907 | 385802.5408 | 391711.4907 | 397669.8851 | 403678.0707 | 409736.3964 | 415845.2133 | 422004.8751 | 428215.7373 | 434478.158 | 440792.4976 | 447159.1185 | 453578.3859 | 460050.667 | 466576.3314 | 473155.7512 | 479789.3008 | 486477.357 | 493220.299 | 500018.5085 | 506872.3696 | 513782.2688 | 520748.5953 | 527771.7404 | 534852.0983 | 541990.0654 | 549186.0409 | 556440.4265 | 1757075.5732 | 1899957.244 | 2048934.4406 | 2204223.8973 | 2366049.4073 | 2534642.0412 | 2710240.3715
18 | 32 | 13 | Coal to Natural Gas Conversion @ Steam Plant | 2010$ | -4228976.1406 | 0 | 0 | 0 | 0 | 0 | -303812.5534 | -308746.1366 | -313721.4603 | -318738.8185 | -323798.5073 | -328900.8245 | -334046.0699 | -339234.5453 | -344466.5543 | -349742.4024 | -355062.3974 | -360426.8488 | -365836.0682 | -371290.3691 | -376790.067 | -382335.4797 | -387926.9268 | -393564.73 | -399249.213 | -404980.7017 | -410759.5241 | -416586.0102 | -422460.4921 | -428383.3043 | -434354.783 | -440375.267 | -446445.0969 | -452564.6157 | -458734.1686 | -464954.1029 | -471224.7682 | -477546.5163 | -483919.7013 | -490344.6794 | -496821.8093 | -1568817.4761 | -1696390.3965 | -1829405.7506 | -1968057.0512 | -2112544.1137 | -2263073.2511 | -2419857.4745
18 | 32 | 14 | On-site Wind | 2010$ | -75306.6255 | 0 | -6057.54 | -5982.7077 | -5907.5012 | -5831.9187 | -5755.9583 | -5679.6181 | -5602.8962 | -5525.7907 | -5448.2997 | -5370.4212 | -5292.1533 | -5213.494 | -5134.4415 | -5054.9937 | -4975.1487 | -4894.9044 | -4814.2589 | -4733.2102 | -4651.7563 | -4569.8951 | -4487.6245 | -4404.9427 | -4321.8474 | -4238.3366 | -4154.4083 | -4070.0603 | -3985.2906 | -3900.0971 | -3814.4776 | -3728.43 | -3641.9521 | -3555.0419 | -3467.6971 | -3379.9156 | -3291.6951 | -3203.0336 | -3113.9288 | -3024.3784 | -2934.3803 | -28012.563 | -26065.5036 | -24069.2785 | -22022.6463 | -19924.3339 | -17773.0366 | -15567.4163
18 | 32 | 15 | Solar DHW | 2010$ | 64882.291 | 0 | 0 | 4365.7751 | 4387.604 | 4409.542 | 4431.5897 | 4453.7476 | 4476.0164 | 4498.3965 | 4520.8884 | 4543.4929 | 4566.2104 | 4589.0414 | 4611.9866 | 4635.0465 | 4658.2218 | 4681.5129 | 4704.9205 | 4728.4451 | 4752.0873 | 4775.8477 | 4799.727 | 4823.7256 | 4847.8442 | 4872.0834 | 4896.4439 | 4920.9261 | 4945.5307 | 4970.2584 | 4995.1097 | 5020.0852 | 5045.1856 | 5070.4116 | 5095.7636 | 5121.2424 | 5146.8486 | 5172.5829 | 5198.4458 | 5224.438 | 5250.5602 | 22380.6386 | 22945.7778 | 23525.1875 | 24119.2279 | 24728.2686 | 25352.6884 | 25992.8756
18 | 32 | 16 | Geo Exchange | 2010$ | 1699676.2295 | 0 | 0 | 0 | 64582.3514 | 64905.2632 | 130459.579 | 131111.8769 | 131767.4363 | 132426.2735 | 133088.4049 | 133753.8469 | 134422.6161 | 135094.7292 | 135770.2029 | 136449.0539 | 137131.2991 | 137816.9556 | 138506.0404 | 139198.5706 | 139894.5635 | 140594.0363 | 141297.0065 | 142003.4915 | 142713.509 | 143427.0765 | 144144.2119 | 144864.9329 | 145589.2576 | 146317.2039 | 147048.7899 | 147784.0339 | 148522.954 | 149265.5688 | 150011.8967 | 150761.9561 | 151515.7659 | 152273.3447 | 153034.7115 | 153799.885 | 154568.8845 | 658853.5707 | 675490.449 | 692547.4293 | 710035.1197 | 727964.3963 | 746346.4095 | 765192.5916
18 | 32 | 17 | Rooftop Solar PV | 2010$ | 747925.0967 | 0 | 0 | 0 | 0 | 0 | 61044.9883 | 61350.2133 | 61656.9643 | 61965.2491 | 62275.0754 | 62586.4508 | 62899.383 | 63213.8799 | 63529.9493 | 63847.5991 | 64166.8371 | 64487.6713 | 64810.1096 | 65134.1602 | 65459.831 | 65787.1301 | 66116.0658 | 66446.6461 | 66778.8793 | 67112.7737 | 67448.3376 | 67785.5793 | 68124.5072 | 68465.1297 | 68807.4554 | 69151.4926 | 69497.2501 | 69844.7364 | 70193.96 | 70544.9298 | 70897.6545 | 71252.1428 | 71608.4035 | 71966.4455 | 72326.2777 | 308292.4904 | 316077.2621 | 324058.6091 | 332241.495 | 340631.0091 | 349232.369 | 358050.9239
18 | 32 | 18 | Blank | 2010$ | 0 | 0 | 0 | 0 | 0 | 0 | 0 | 0 | 0 | 0 | 0 | 0 | 0 | 0 | 0 | 0 | 0 | 0 | 0 | 0 | 0 | 0 | 0 | 0 | 0 | 0 | 0 | 0 | 0 | 0 | 0 | 0 | 0 | 0 | 0 | 0 | 0 | 0 | 0 | 0 | 0 | 0 | 0 | 0 | 0 | 0 | 0 | 0
18 | 32 | 19 | Blank | 2010$ | 0 | 0 | 0 | 0 | 0 | 0 | 0 | 0 | 0 | 0 | 0 | 0 | 0 | 0 | 0 | 0 | 0 | 0 | 0 | 0 | 0 | 0 | 0 | 0 | 0 | 0 | 0 | 0 | 0 | 0 | 0 | 0 | 0 | 0 | 0 | 0 | 0 | 0 | 0 | 0 | 0 | 0 | 0 | 0 | 0 | 0 | 0 | 0
18 | 32 | 20 | Blank | 2010$ | 0 | 0 | 0 | 0 | 0 | 0 | 0 | 0 | 0 | 0 | 0 | 0 | 0 | 0 | 0 | 0 | 0 | 0 | 0 | 0 | 0 | 0 | 0 | 0 | 0 | 0 | 0 | 0 | 0 | 0 | 0 | 0 | 0 | 0 | 0 | 0 | 0 | 0 | 0 | 0 | 0 | 0 | 0 | 0 | 0 | 0 | 0 | 0
18 | 32 | 21 | Blank | 2010$ | 0 | 0 | 0 | 0 | 0 | 0 | 0 | 0 | 0 | 0 | 0 | 0 | 0 | 0 | 0 | 0 | 0 | 0 | 0 | 0 | 0 | 0 | 0 | 0 | 0 | 0 | 0 | 0 | 0 | 0 | 0 | 0 | 0 | 0 | 0 | 0 | 0 | 0 | 0 | 0 | 0 | 0 | 0 | 0 | 0 | 0 | 0 | 0
18 | 32 | 22 | Blank | 2010$ | 0 | 0 | 0 | 0 | 0 | 0 | 0 | 0 | 0 | 0 | 0 | 0 | 0 | 0 | 0 | 0 | 0 | 0 | 0 | 0 | 0 | 0 | 0 | 0 | 0 | 0 | 0 | 0 | 0 | 0 | 0 | 0 | 0 | 0 | 0 | 0 | 0 | 0 | 0 | 0 | 0 | 0 | 0 | 0 | 0 | 0 | 0 | 0
18 | 32 | 23 | Blank | 2010$ | 0 | 0 | 0 | 0 | 0 | 0 | 0 | 0 | 0 | 0 | 0 | 0 | 0 | 0 | 0 | 0 | 0 | 0 | 0 | 0 | 0 | 0 | 0 | 0 | 0 | 0 | 0 | 0 | 0 | 0 | 0 | 0 | 0 | 0 | 0 | 0 | 0 | 0 | 0 | 0 | 0 | 0 | 0 | 0 | 0 | 0 | 0 | 0
18 | 32 | 24 | Blank | 2010$ | 0 | 0 | 0 | 0 | 0 | 0 | 0 | 0 | 0 | 0 | 0 | 0 | 0 | 0 | 0 | 0 | 0 | 0 | 0 | 0 | 0 | 0 | 0 | 0 | 0 | 0 | 0 | 0 | 0 | 0 | 0 | 0 | 0 | 0 | 0 | 0 | 0 | 0 | 0 | 0 | 0 | 0 | 0 | 0 | 0 | 0 | 0 | 0
18 | 32 | 25 | Blank | 2010$ | 0 | 0 | 0 | 0 | 0 | 0 | 0 | 0 | 0 | 0 | 0 | 0 | 0 | 0 | 0 | 0 | 0 | 0 | 0 | 0 | 0 | 0 | 0 | 0 | 0 | 0 | 0 | 0 | 0 | 0 | 0 | 0 | 0 | 0 | 0 | 0 | 0 | 0 | 0 | 0 | 0 | 0 | 0 | 0 | 0 | 0 | 0 | 0
18 | 32 | 26 | Blank | 2010$ | 0 | 0 | 0 | 0 | 0 | 0 | 0 | 0 | 0 | 0 | 0 | 0 | 0 | 0 | 0 | 0 | 0 | 0 | 0 | 0 | 0 | 0 | 0 | 0 | 0 | 0 | 0 | 0 | 0 | 0 | 0 | 0 | 0 | 0 | 0 | 0 | 0 | 0 | 0 | 0 | 0 | 0 | 0 | 0 | 0 | 0 | 0 | 0
18 | 32 | 27 | Blank | 2010$ | 0 | 0 | 0 | 0 | 0 | 0 | 0 | 0 | 0 | 0 | 0 | 0 | 0 | 0 | 0 | 0 | 0 | 0 | 0 | 0 | 0 | 0 | 0 | 0 | 0 | 0 | 0 | 0 | 0 | 0 | 0 | 0 | 0 | 0 | 0 | 0 | 0 | 0 | 0 | 0 | 0 | 0 | 0 | 0 | 0 | 0 | 0 | 0
18 | 32 | 28 | Blank | 2010$ | 0 | 0 | 0 | 0 | 0 | 0 | 0 | 0 | 0 | 0 | 0 | 0 | 0 | 0 | 0 | 0 | 0 | 0 | 0 | 0 | 0 | 0 | 0 | 0 | 0 | 0 | 0 | 0 | 0 | 0 | 0 | 0 | 0 | 0 | 0 | 0 | 0 | 0 | 0 | 0 | 0 | 0 | 0 | 0 | 0 | 0 | 0 | 0
18 | 32 | 29 | Blank | 2010$ | 0 | 0 | 0 | 0 | 0 | 0 | 0 | 0 | 0 | 0 | 0 | 0 | 0 | 0 | 0 | 0 | 0 | 0 | 0 | 0 | 0 | 0 | 0 | 0 | 0 | 0 | 0 | 0 | 0 | 0 | 0 | 0 | 0 | 0 | 0 | 0 | 0 | 0 | 0 | 0 | 0 | 0 | 0 | 0 | 0 | 0 | 0 | 0
18 | 32 | 30 | Blank | 2010$ | 0 | 0 | 0 | 0 | 0 | 0 | 0 | 0 | 0 | 0 | 0 | 0 | 0 | 0 | 0 | 0 | 0 | 0 | 0 | 0 | 0 | 0 | 0 | 0 | 0 | 0 | 0 | 0 | 0 | 0 | 0 | 0 | 0 | 0 | 0 | 0 | 0 | 0 | 0 | 0 | 0 | 0 | 0 | 0 | 0 | 0 | 0 | 0
|  |  | Incremental Fuel Savings (Cost) | 2010$ | 149127491.4378 | 237052.0534 | 883016.7292 | 2893488.2289 | 3972363.8577 | 5247859.3584 | 5995306.9996 | 6106477.0452 | 6697427.4075 | 7193950.7053 | 7783171.1296 | 8376811.7245 | 8974893.9263 | 9577439.4552 | 10143875.5441 | 10643125.7092 | 11146472.8453 | 11653944.046 | 12165566.6944 | 12681368.4604 | 13201377.297 | 13725621.4377 | 14233935.7609 | 14893577.8319 | 15410101.031 | 16002777.4326 | 16398163.3928 | 17458241.2679 | 17860125.3296 | 18353588.7797 | 18762057.1822 | 19173850.6055 | 19588991.2199 | 20007501.3962 | 20429403.7048 | 20854720.9153 | 21283475.9949 | 21715692.108 | 22151392.6155 | 22590601.0744 | 23033341.2369 | 33776333.2873 | 47716146.3593 | 60848729.3431 | 74266013.494 | 88832175.9523 | 100054467.8418 | 110774503.0298
Incremental Non-Fuel OPEX/Capital Savings (Cost)
18 | 33 | 1 | Behavior Change | 2010$ | 0 | 0 | 0 | 0 | 0 | 0 | 0 | 0 | 0 | 0 | 0 | 0 | 0 | 0 | 0 | 0 | 0 | 0 | 0 | 0 | 0 | 0 | 0 | 0 | 0 | 0 | 0 | 0 | 0 | 0 | 0 | 0 | 0 | 0 | 0 | 0 | 0 | 0 | 0 | 0 | 0 | 0 | 0 | 0 | 0 | 0 | 0 | 0
18 | 33 | 2 | Building Design & Construction Standards | 2010$ | 0 | 0 | 0 | 0 | 0 | 0 | 0 | 0 | 0 | 0 | 0 | 0 | 0 | 0 | 0 | 0 | 0 | 0 | 0 | 0 | 0 | 0 | 0 | 0 | 0 | 0 | 0 | 0 | 0 | 0 | 0 | 0 | 0 | 0 | 0 | 0 | 0 | 0 | 0 | 0 | 0 | 0 | 0 | 0 | 0 | 0 | 0 | 0
18 | 33 | 3 | Space Planning & Management | 2010$ | 374648367.1332 | 0 | 25224484.2374 | 25224484.2374 | 25224484.2374 | 25224484.2374 | 25224484.2374 | 25224484.2374 | 25224484.2374 | 25224484.2374 | 25224484.2374 | 25224484.2374 | 25224484.2374 | 25224484.2374 | 25224484.2374 | 25224484.2374 | 25224484.2374 | 25224484.2374 | 25224484.2374 | 25224484.2374 | 25224484.2374 | 25224484.2374 | 25224484.2374 | 25224484.2374 | 25224484.2374 | 25224484.2374 | 25224484.2374 | 25224484.2374 | 25224484.2374 | 25224484.2374 | 25224484.2374 | 25224484.2374 | 25224484.2374 | 25224484.2374 | 25224484.2374 | 25224484.2374 | 25224484.2374 | 25224484.2374 | 25224484.2374 | 25224484.2374 | 25224484.2374 | 126122421.1871 | 126122421.1871 | 126122421.1871 | 126122421.1871 | 126122421.1871 | 126122421.1871 | 126122421.1871
18 | 33 | 4 | Central Chiller Expansion | 2010$ | 5230250.9951 | 0 | 0 | 0 | 0 | 550000 | 550000 | 550000 | 550000 | 550000 | 550000 | 550000 | 550000 | 550000 | 550000 | 550000 | 550000 | 550000 | 550000 | 550000 | 550000 | 550000 | 550000 | 550000 | 550000 | 0 | 0 | 0 | 0 | 0 | 0 | 0 | 0 | 0 | 0 | 0 | 0 | 0 | 0 | 0 | 0 | 2750000 | 2750000 | 2750000 | 2200000 | 0 | 0 | 0
18 | 33 | 5 | Short-term Energy Conservation Measures | 2010$ | 0 | 0 | 0 | 0 | 0 | 0 | 0 | 0 | 0 | 0 | 0 | 0 | 0 | 0 | 0 | 0 | 0 | 0 | 0 | 0 | 0 | 0 | 0 | 0 | 0 | 0 | 0 | 0 | 0 | 0 | 0 | 0 | 0 | 0 | 0 | 0 | 0 | 0 | 0 | 0 | 0 | 0 | 0 | 0 | 0 | 0 | 0 | 0
18 | 33 | 6 | Mid-term Energy Conservation Measures | 2010$ | 0 | 0 | 0 | 0 | 0 | 0 | 0 | 0 | 0 | 0 | 0 | 0 | 0 | 0 | 0 | 0 | 0 | 0 | 0 | 0 | 0 | 0 | 0 | 0 | 0 | 0 | 0 | 0 | 0 | 0 | 0 | 0 | 0 | 0 | 0 | 0 | 0 | 0 | 0 | 0 | 0 | 0 | 0 | 0 | 0 | 0 | 0 | 0
18 | 33 | 7 | Long-term Energy Conservation Measures | 2010$ | 0 | 0 | 0 | 0 | 0 | 0 | 0 | 0 | 0 | 0 | 0 | 0 | 0 | 0 | 0 | 0 | 0 | 0 | 0 | 0 | 0 | 0 | 0 | 0 | 0 | 0 | 0 | 0 | 0 | 0 | 0 | 0 | 0 | 0 | 0 | 0 | 0 | 0 | 0 | 0 | 0 | 0 | 0 | 0 | 0 | 0 | 0 | 0
18 | 33 | 8 | Green IT | 2010$ | 0 | 0 | 0 | 0 | 0 | 0 | 0 | 0 | 0 | 0 | 0 | 0 | 0 | 0 | 0 | 0 | 0 | 0 | 0 | 0 | 0 | 0 | 0 | 0 | 0 | 0 | 0 | 0 | 0 | 0 | 0 | 0 | 0 | 0 | 0 | 0 | 0 | 0 | 0 | 0 | 0 | 0 | 0 | 0 | 0 | 0 | 0 | 0
18 | 33 | 9 | Reduced Air Travel | 2010$ | 0 | 0 | 0 | 0 | 0 | 0 | 0 | 0 | 0 | 0 | 0 | 0 | 0 | 0 | 0 | 0 | 0 | 0 | 0 | 0 | 0 | 0 | 0 | 0 | 0 | 0 | 0 | 0 | 0 | 0 | 0 | 0 | 0 | 0 | 0 | 0 | 0 | 0 | 0 | 0 | 0 | 0 | 0 | 0 | 0 | 0 | 0 | 0
18 | 33 | 10 | Reduced Automobile Reliance Strategies | 2010$ | 0 | 0 | 0 | 0 | 0 | 0 | 0 | 0 | 0 | 0 | 0 | 0 | 0 | 0 | 0 | 0 | 0 | 0 | 0 | 0 | 0 | 0 | 0 | 0 | 0 | 0 | 0 | 0 | 0 | 0 | 0 | 0 | 0 | 0 | 0 | 0 | 0 | 0 | 0 | 0 | 0 | 0 | 0 | 0 | 0 | 0 | 0 | 0
18 | 33 | 11 | Waste Reduction | 2010$ | 0 | 0 | 0 | 0 | 0 | 0 | 0 | 0 | 0 | 0 | 0 | 0 | 0 | 0 | 0 | 0 | 0 | 0 | 0 | 0 | 0 | 0 | 0 | 0 | 0 | 0 | 0 | 0 | 0 | 0 | 0 | 0 | 0 | 0 | 0 | 0 | 0 | 0 | 0 | 0 | 0 | 0 | 0 | 0 | 0 | 0 | 0 | 0
18 | 33 | 12 | Steam Line Improvements | 2010$ | 0 | 0 | 0 | 0 | 0 | 0 | 0 | 0 | 0 | 0 | 0 | 0 | 0 | 0 | 0 | 0 | 0 | 0 | 0 | 0 | 0 | 0 | 0 | 0 | 0 | 0 | 0 | 0 | 0 | 0 | 0 | 0 | 0 | 0 | 0 | 0 | 0 | 0 | 0 | 0 | 0 | 0 | 0 | 0 | 0 | 0 | 0 | 0
18 | 33 | 13 | Coal to Natural Gas Conversion @ Steam Plant | 2010$ | 0 | 0 | 0 | 0 | 0 | 0 | 0 | 0 | 0 | 0 | 0 | 0 | 0 | 0 | 0 | 0 | 0 | 0 | 0 | 0 | 0 | 0 | 0 | 0 | 0 | 0 | 0 | 0 | 0 | 0 | 0 | 0 | 0 | 0 | 0 | 0 | 0 | 0 | 0 | 0 | 0 | 0 | 0 | 0 | 0 | 0 | 0 | 0
18 | 33 | 14 | On-site Wind | 2010$ | 0 | 0 | 0 | 0 | 0 | 0 | 0 | 0 | 0 | 0 | 0 | 0 | 0 | 0 | 0 | 0 | 0 | 0 | 0 | 0 | 0 | 0 | 0 | 0 | 0 | 0 | 0 | 0 | 0 | 0 | 0 | 0 | 0 | 0 | 0 | 0 | 0 | 0 | 0 | 0 | 0 | 0 | 0 | 0 | 0 | 0 | 0 | 0
18 | 33 | 15 | Solar DHW | 2010$ | 0 | 0 | 0 | 0 | 0 | 0 | 0 | 0 | 0 | 0 | 0 | 0 | 0 | 0 | 0 | 0 | 0 | 0 | 0 | 0 | 0 | 0 | 0 | 0 | 0 | 0 | 0 | 0 | 0 | 0 | 0 | 0 | 0 | 0 | 0 | 0 | 0 | 0 | 0 | 0 | 0 | 0 | 0 | 0 | 0 | 0 | 0 | 0
18 | 33 | 16 | Geo Exchange | 2010$ | 0 | 0 | 0 | 0 | 0 | 0 | 0 | 0 | 0 | 0 | 0 | 0 | 0 | 0 | 0 | 0 | 0 | 0 | 0 | 0 | 0 | 0 | 0 | 0 | 0 | 0 | 0 | 0 | 0 | 0 | 0 | 0 | 0 | 0 | 0 | 0 | 0 | 0 | 0 | 0 | 0 | 0 | 0 | 0 | 0 | 0 | 0 | 0
18 | 33 | 17 | Rooftop Solar PV | 2010$ | 0 | 0 | 0 | 0 | 0 | 0 | 0 | 0 | 0 | 0 | 0 | 0 | 0 | 0 | 0 | 0 | 0 | 0 | 0 | 0 | 0 | 0 | 0 | 0 | 0 | 0 | 0 | 0 | 0 | 0 | 0 | 0 | 0 | 0 | 0 | 0 | 0 | 0 | 0 | 0 | 0 | 0 | 0 | 0 | 0 | 0 | 0 | 0
18 | 33 | 18 | Blank | 2010$ | 0 | 0 | 0 | 0 | 0 | 0 | 0 | 0 | 0 | 0 | 0 | 0 | 0 | 0 | 0 | 0 | 0 | 0 | 0 | 0 | 0 | 0 | 0 | 0 | 0 | 0 | 0 | 0 | 0 | 0 | 0 | 0 | 0 | 0 | 0 | 0 | 0 | 0 | 0 | 0 | 0 | 0 | 0 | 0 | 0 | 0 | 0 | 0
18 | 33 | 19 | Blank | 2010$ | 0 | 0 | 0 | 0 | 0 | 0 | 0 | 0 | 0 | 0 | 0 | 0 | 0 | 0 | 0 | 0 | 0 | 0 | 0 | 0 | 0 | 0 | 0 | 0 | 0 | 0 | 0 | 0 | 0 | 0 | 0 | 0 | 0 | 0 | 0 | 0 | 0 | 0 | 0 | 0 | 0 | 0 | 0 | 0 | 0 | 0 | 0 | 0
18 | 33 | 20 | Blank | 2010$ | 0 | 0 | 0 | 0 | 0 | 0 | 0 | 0 | 0 | 0 | 0 | 0 | 0 | 0 | 0 | 0 | 0 | 0 | 0 | 0 | 0 | 0 | 0 | 0 | 0 | 0 | 0 | 0 | 0 | 0 | 0 | 0 | 0 | 0 | 0 | 0 | 0 | 0 | 0 | 0 | 0 | 0 | 0 | 0 | 0 | 0 | 0 | 0
18 | 33 | 21 | Blank | 2010$ | 0 | 0 | 0 | 0 | 0 | 0 | 0 | 0 | 0 | 0 | 0 | 0 | 0 | 0 | 0 | 0 | 0 | 0 | 0 | 0 | 0 | 0 | 0 | 0 | 0 | 0 | 0 | 0 | 0 | 0 | 0 | 0 | 0 | 0 | 0 | 0 | 0 | 0 | 0 | 0 | 0 | 0 | 0 | 0 | 0 | 0 | 0 | 0
18 | 33 | 22 | Blank | 2010$ | 0 | 0 | 0 | 0 | 0 | 0 | 0 | 0 | 0 | 0 | 0 | 0 | 0 | 0 | 0 | 0 | 0 | 0 | 0 | 0 | 0 | 0 | 0 | 0 | 0 | 0 | 0 | 0 | 0 | 0 | 0 | 0 | 0 | 0 | 0 | 0 | 0 | 0 | 0 | 0 | 0 | 0 | 0 | 0 | 0 | 0 | 0 | 0
18 | 33 | 23 | Blank | 2010$ | 0 | 0 | 0 | 0 | 0 | 0 | 0 | 0 | 0 | 0 | 0 | 0 | 0 | 0 | 0 | 0 | 0 | 0 | 0 | 0 | 0 | 0 | 0 | 0 | 0 | 0 | 0 | 0 | 0 | 0 | 0 | 0 | 0 | 0 | 0 | 0 | 0 | 0 | 0 | 0 | 0 | 0 | 0 | 0 | 0 | 0 | 0 | 0
18 | 33 | 24 | Blank | 2010$ | 0 | 0 | 0 | 0 | 0 | 0 | 0 | 0 | 0 | 0 | 0 | 0 | 0 | 0 | 0 | 0 | 0 | 0 | 0 | 0 | 0 | 0 | 0 | 0 | 0 | 0 | 0 | 0 | 0 | 0 | 0 | 0 | 0 | 0 | 0 | 0 | 0 | 0 | 0 | 0 | 0 | 0 | 0 | 0 | 0 | 0 | 0 | 0
18 | 33 | 25 | Blank | 2010$ | 0 | 0 | 0 | 0 | 0 | 0 | 0 | 0 | 0 | 0 | 0 | 0 | 0 | 0 | 0 | 0 | 0 | 0 | 0 | 0 | 0 | 0 | 0 | 0 | 0 | 0 | 0 | 0 | 0 | 0 | 0 | 0 | 0 | 0 | 0 | 0 | 0 | 0 | 0 | 0 | 0 | 0 | 0 | 0 | 0 | 0 | 0 | 0
18 | 33 | 26 | Blank | 2010$ | 0 | 0 | 0 | 0 | 0 | 0 | 0 | 0 | 0 | 0 | 0 | 0 | 0 | 0 | 0 | 0 | 0 | 0 | 0 | 0 | 0 | 0 | 0 | 0 | 0 | 0 | 0 | 0 | 0 | 0 | 0 | 0 | 0 | 0 | 0 | 0 | 0 | 0 | 0 | 0 | 0 | 0 | 0 | 0 | 0 | 0 | 0 | 0
18 | 33 | 27 | Blank | 2010$ | 0 | 0 | 0 | 0 | 0 | 0 | 0 | 0 | 0 | 0 | 0 | 0 | 0 | 0 | 0 | 0 | 0 | 0 | 0 | 0 | 0 | 0 | 0 | 0 | 0 | 0 | 0 | 0 | 0 | 0 | 0 | 0 | 0 | 0 | 0 | 0 | 0 | 0 | 0 | 0 | 0 | 0 | 0 | 0 | 0 | 0 | 0 | 0
18 | 33 | 28 | Blank | 2010$ | 0 | 0 | 0 | 0 | 0 | 0 | 0 | 0 | 0 | 0 | 0 | 0 | 0 | 0 | 0 | 0 | 0 | 0 | 0 | 0 | 0 | 0 | 0 | 0 | 0 | 0 | 0 | 0 | 0 | 0 | 0 | 0 | 0 | 0 | 0 | 0 | 0 | 0 | 0 | 0 | 0 | 0 | 0 | 0 | 0 | 0 | 0 | 0
18 | 33 | 29 | Blank | 2010$ | 0 | 0 | 0 | 0 | 0 | 0 | 0 | 0 | 0 | 0 | 0 | 0 | 0 | 0 | 0 | 0 | 0 | 0 | 0 | 0 | 0 | 0 | 0 | 0 | 0 | 0 | 0 | 0 | 0 | 0 | 0 | 0 | 0 | 0 | 0 | 0 | 0 | 0 | 0 | 0 | 0 | 0 | 0 | 0 | 0 | 0 | 0 | 0
18 | 33 | 30 | Blank | 2010$ | 0 | 0 | 0 | 0 | 0 | 0 | 0 | 0 | 0 | 0 | 0 | 0 | 0 | 0 | 0 | 0 | 0 | 0 | 0 | 0 | 0 | 0 | 0 | 0 | 0 | 0 | 0 | 0 | 0 | 0 | 0 | 0 | 0 | 0 | 0 | 0 | 0 | 0 | 0 | 0 | 0 | 0 | 0 | 0 | 0 | 0 | 0 | 0
|  |  | Avoided Capital Cost | 2010$ | 379878618.1283 | 0 | 25224484.2374 | 25224484.2374 | 25224484.2374 | 25774484.2374 | 25774484.2374 | 25774484.2374 | 25774484.2374 | 25774484.2374 | 25774484.2374 | 25774484.2374 | 25774484.2374 | 25774484.2374 | 25774484.2374 | 25774484.2374 | 25774484.2374 | 25774484.2374 | 25774484.2374 | 25774484.2374 | 25774484.2374 | 25774484.2374 | 25774484.2374 | 25774484.2374 | 25774484.2374 | 25224484.2374 | 25224484.2374 | 25224484.2374 | 25224484.2374 | 25224484.2374 | 25224484.2374 | 25224484.2374 | 25224484.2374 | 25224484.2374 | 25224484.2374 | 25224484.2374 | 25224484.2374 | 25224484.2374 | 25224484.2374 | 25224484.2374 | 25224484.2374 | 128872421.1871 | 128872421.1871 | 128872421.1871 | 128322421.1871 | 126122421.1871 | 126122421.1871 | 126122421.1871
18 | 34 | 1 | Behavior Change | 2010$ | 0 | 0 | 0 | 0 | 0 | 0 | 0 | 0 | 0 | 0 | 0 | 0 | 0 | 0 | 0 | 0 | 0 | 0 | 0 | 0 | 0 | 0 | 0 | 0 | 0 | 0 | 0 | 0 | 0 | 0 | 0 | 0 | 0 | 0 | 0 | 0 | 0 | 0 | 0 | 0 | 0 | 0 | 0 | 0 | 0 | 0 | 0 | 0
18 | 34 | 2 | Building Design & Construction Standards | 2010$ | -9602826.9965 | 0 | -440231.7073 | -2365231.7073 | -965231.7073 | -440231.7073 | -1840231.7073 | -440231.7073 | -440231.7073 | -440231.7073 | -440231.7073 | -440231.7073 | -440231.7073 | -440231.7073 | -440231.7073 | -440231.7073 | -440231.7073 | -440231.7073 | -440231.7073 | -440231.7073 | -440231.7073 | -440231.7073 | -440231.7073 | -440231.7073 | -440231.7073 | -440231.7073 | -440231.7073 | -440231.7073 | -440231.7073 | -440231.7073 | -440231.7073 | -440231.7073 | -440231.7073 | -440231.7073 | -440231.7073 | -440231.7073 | -440231.7073 | -440231.7073 | -440231.7073 | -440231.7073 | -440231.7073 | -3601158.5366 | -2201158.5366 | -2201158.5366 | -2201158.5366 | -2201158.5366 | -2201158.5366 | -2201158.5366
18 | 34 | 3 | Space Planning & Management | 2010$ | 0 | 0 | 0 | 0 | 0 | 0 | 0 | 0 | 0 | 0 | 0 | 0 | 0 | 0 | 0 | 0 | 0 | 0 | 0 | 0 | 0 | 0 | 0 | 0 | 0 | 0 | 0 | 0 | 0 | 0 | 0 | 0 | 0 | 0 | 0 | 0 | 0 | 0 | 0 | 0 | 0 | 0 | 0 | 0 | 0 | 0 | 0 | 0
18 | 34 | 4 | Central Chiller Expansion | 2010$ | -1690546.9278 | 0 | -600000 | 0 | -982035.3407 | 0 | -504630.5143 | 0 | 0 | 0 | 0 | 0 | 0 | 0 | 0 | 0 | 0 | 0 | 0 | 0 | 0 | 0 | 0 | 0 | 0 | 0 | 0 | 0 | 0 | 0 | 0 | 0 | 0 | 0 | 0 | 0 | 0 | 0 | 0 | 0 | 0 | -504630.5143 | 0 | 0 | 0 | 0 | 0 | 0
18 | 34 | 5 | Short-term Energy Conservation Measures | 2010$ | -1570304.7353 | 0 | -389653 | -389653 | -389653 | -389653 | -389653 | 0 | 0 | 0 | 0 | 0 | 0 | 0 | 0 | 0 | 0 | 0 | 0 | 0 | 0 | 0 | 0 | 0 | 0 | 0 | 0 | 0 | 0 | 0 | 0 | 0 | 0 | 0 | 0 | 0 | 0 | 0 | 0 | 0 | 0 | -389653 | 0 | 0 | 0 | 0 | 0 | 0
18 | 34 | 6 | Mid-term Energy Conservation Measures | 2010$ | -3421010.1138 | 0 | 0 | 0 | 0 | 0 | 0 | -753244.375 | -753244.375 | -753244.375 | -753244.375 | -753244.375 | -753244.375 | -753244.375 | -753244.375 | 0 | 0 | 0 | 0 | 0 | 0 | 0 | 0 | 0 | 0 | 0 | 0 | 0 | 0 | 0 | 0 | 0 | 0 | 0 | 0 | 0 | 0 | 0 | 0 | 0 | 0 | -3012977.5 | -3012977.5 | 0 | 0 | 0 | 0 | 0
18 | 34 | 7 | Long-term Energy Conservation Measures | 2010$ | -2900388.9718 | 0 | 0 | 0 | 0 | 0 | 0 | 0 | 0 | 0 | 0 | 0 | 0 | 0 | 0 | -831862 | -831862 | -831862 | -831862 | -831862 | -831862 | -831862 | -831862 | -831862 | -831862 | 0 | 0 | 0 | 0 | 0 | 0 | 0 | 0 | 0 | 0 | 0 | 0 | 0 | 0 | 0 | 0 | 0 | -831862 | -4159310 | -3327448 | 0 | 0 | 0
18 | 34 | 8 | Green IT | 2010$ | -22523.1701 | 0 | 0 | -9333.3333 | -9333.3333 | -9333.3333 | 0 | 0 | 0 | 0 | 0 | 0 | 0 | 0 | 0 | 0 | 0 | 0 | 0 | 0 | 0 | 0 | 0 | 0 | 0 | 0 | 0 | 0 | 0 | 0 | 0 | 0 | 0 | 0 | 0 | 0 | 0 | 0 | 0 | 0 | 0 | 0 | 0 | 0 | 0 | 0 | 0 | 0
18 | 34 | 9 | Reduced Air Travel | 2010$ | 0 | 0 | 0 | 0 | 0 | 0 | 0 | 0 | 0 | 0 | 0 | 0 | 0 | 0 | 0 | 0 | 0 | 0 | 0 | 0 | 0 | 0 | 0 | 0 | 0 | 0 | 0 | 0 | 0 | 0 | 0 | 0 | 0 | 0 | 0 | 0 | 0 | 0 | 0 | 0 | 0 | 0 | 0 | 0 | 0 | 0 | 0 | 0
18 | 34 | 10 | Reduced Automobile Reliance Strategies | 2010$ | 0 | 0 | 0 | 0 | 0 | 0 | 0 | 0 | 0 | 0 | 0 | 0 | 0 | 0 | 0 | 0 | 0 | 0 | 0 | 0 | 0 | 0 | 0 | 0 | 0 | 0 | 0 | 0 | 0 | 0 | 0 | 0 | 0 | 0 | 0 | 0 | 0 | 0 | 0 | 0 | 0 | 0 | 0 | 0 | 0 | 0 | 0 | 0
18 | 34 | 11 | Waste Reduction | 2010$ | 0 | 0 | 0 | 0 | 0 | 0 | 0 | 0 | 0 | 0 | 0 | 0 | 0 | 0 | 0 | 0 | 0 | 0 | 0 | 0 | 0 | 0 | 0 | 0 | 0 | 0 | 0 | 0 | 0 | 0 | 0 | 0 | 0 | 0 | 0 | 0 | 0 | 0 | 0 | 0 | 0 | 0 | 0 | 0 | 0 | 0 | 0 | 0
18 | 34 | 12 | Steam Line Improvements | 2010$ | -675002.0162 | 0 | -600000 | 0 | 0 | 0 | 0 | 0 | 0 | 0 | 0 | 0 | 0 | 0 | 0 | 0 | 0 | 0 | 0 | 0 | 0 | 0 | 0 | 0 | 0 | 0 | 0 | -600000 | 0 | 0 | 0 | 0 | 0 | 0 | 0 | 0 | 0 | 0 | 0 | 0 | 0 | 0 | 0 | 0 | 0 | -600000 | 0 | 0
18 | 34 | 13 | Coal to Natural Gas Conversion @ Steam Plant | 2010$ | 0 | 0 | 0 | 0 | 0 | 0 | 0 | 0 | 0 | 0 | 0 | 0 | 0 | 0 | 0 | 0 | 0 | 0 | 0 | 0 | 0 | 0 | 0 | 0 | 0 | 0 | 0 | 0 | 0 | 0 | 0 | 0 | 0 | 0 | 0 | 0 | 0 | 0 | 0 | 0 | 0 | 0 | 0 | 0 | 0 | 0 | 0 | 0
18 | 34 | 14 | On-site Wind | 2010$ | -94680.328 | -100000 | 0 | 0 | 0 | 0 | 0 | 0 | 0 | 0 | 0 | 0 | 0 | 0 | 0 | 0 | 0 | 0 | 0 | 0 | 0 | 0 | 0 | 0 | 0 | 0 | 0 | 0 | 0 | 0 | 0 | 0 | 0 | 0 | 0 | 0 | 0 | 0 | 0 | 0 | 0 | 0 | 0 | 0 | 0 | 0 | 0 | 0
18 | 34 | 15 | Solar DHW | 2010$ | -69075.2063 | 0 | -61400 | 0 | 0 | 0 | 0 | 0 | 0 | 0 | 0 | 0 | 0 | 0 | 0 | 0 | 0 | 0 | 0 | 0 | 0 | 0 | 0 | 0 | 0 | 0 | 0 | -61400 | 0 | 0 | 0 | 0 | 0 | 0 | 0 | 0 | 0 | 0 | 0 | 0 | 0 | 0 | 0 | 0 | 0 | -61400 | 0 | 0
18 | 34 | 16 | Geo Exchange | 2010$ | -1388278.6977 | 0 | 0 | -862500 | 0 | -862500 | 0 | 0 | 0 | 0 | 0 | 0 | 0 | 0 | 0 | 0 | 0 | 0 | 0 | 0 | 0 | 0 | 0 | 0 | 0 | 0 | 0 | 0 | 0 | 0 | 0 | 0 | 0 | 0 | 0 | 0 | 0 | 0 | 0 | 0 | 0 | 0 | 0 | 0 | 0 | 0 | 0 | 0
18 | 34 | 17 | Rooftop Solar PV | 2010$ | -3228284.5021 | 0 | 0 | 0 | 0 | -4243000 | 0 | 0 | 0 | 0 | 0 | 0 | 0 | 0 | 0 | 0 | 0 | 0 | 0 | 0 | 0 | 0 | 0 | 0 | 0 | 0 | 0 | 0 | 0 | 0 | 0 | 0 | 0 | 0 | 0 | 0 | 0 | 0 | 0 | 0 | 0 | 0 | 0 | 0 | 0 | 0 | 0 | 0
18 | 34 | 18 | Blank | 2010$ | 0 | 0 | 0 | 0 | 0 | 0 | 0 | 0 | 0 | 0 | 0 | 0 | 0 | 0 | 0 | 0 | 0 | 0 | 0 | 0 | 0 | 0 | 0 | 0 | 0 | 0 | 0 | 0 | 0 | 0 | 0 | 0 | 0 | 0 | 0 | 0 | 0 | 0 | 0 | 0 | 0 | 0 | 0 | 0 | 0 | 0 | 0 | 0
18 | 34 | 19 | Blank | 2010$ | 0 | 0 | 0 | 0 | 0 | 0 | 0 | 0 | 0 | 0 | 0 | 0 | 0 | 0 | 0 | 0 | 0 | 0 | 0 | 0 | 0 | 0 | 0 | 0 | 0 | 0 | 0 | 0 | 0 | 0 | 0 | 0 | 0 | 0 | 0 | 0 | 0 | 0 | 0 | 0 | 0 | 0 | 0 | 0 | 0 | 0 | 0 | 0
18 | 34 | 20 | Blank | 2010$ | 0 | 0 | 0 | 0 | 0 | 0 | 0 | 0 | 0 | 0 | 0 | 0 | 0 | 0 | 0 | 0 | 0 | 0 | 0 | 0 | 0 | 0 | 0 | 0 | 0 | 0 | 0 | 0 | 0 | 0 | 0 | 0 | 0 | 0 | 0 | 0 | 0 | 0 | 0 | 0 | 0 | 0 | 0 | 0 | 0 | 0 | 0 | 0
18 | 34 | 21 | Blank | 2010$ | 0 | 0 | 0 | 0 | 0 | 0 | 0 | 0 | 0 | 0 | 0 | 0 | 0 | 0 | 0 | 0 | 0 | 0 | 0 | 0 | 0 | 0 | 0 | 0 | 0 | 0 | 0 | 0 | 0 | 0 | 0 | 0 | 0 | 0 | 0 | 0 | 0 | 0 | 0 | 0 | 0 | 0 | 0 | 0 | 0 | 0 | 0 | 0
18 | 34 | 22 | Blank | 2010$ | 0 | 0 | 0 | 0 | 0 | 0 | 0 | 0 | 0 | 0 | 0 | 0 | 0 | 0 | 0 | 0 | 0 | 0 | 0 | 0 | 0 | 0 | 0 | 0 | 0 | 0 | 0 | 0 | 0 | 0 | 0 | 0 | 0 | 0 | 0 | 0 | 0 | 0 | 0 | 0 | 0 | 0 | 0 | 0 | 0 | 0 | 0 | 0
18 | 34 | 23 | Blank | 2010$ | 0 | 0 | 0 | 0 | 0 | 0 | 0 | 0 | 0 | 0 | 0 | 0 | 0 | 0 | 0 | 0 | 0 | 0 | 0 | 0 | 0 | 0 | 0 | 0 | 0 | 0 | 0 | 0 | 0 | 0 | 0 | 0 | 0 | 0 | 0 | 0 | 0 | 0 | 0 | 0 | 0 | 0 | 0 | 0 | 0 | 0 | 0 | 0
18 | 34 | 24 | Blank | 2010$ | 0 | 0 | 0 | 0 | 0 | 0 | 0 | 0 | 0 | 0 | 0 | 0 | 0 | 0 | 0 | 0 | 0 | 0 | 0 | 0 | 0 | 0 | 0 | 0 | 0 | 0 | 0 | 0 | 0 | 0 | 0 | 0 | 0 | 0 | 0 | 0 | 0 | 0 | 0 | 0 | 0 | 0 | 0 | 0 | 0 | 0 | 0 | 0
18 | 34 | 25 | Blank | 2010$ | 0 | 0 | 0 | 0 | 0 | 0 | 0 | 0 | 0 | 0 | 0 | 0 | 0 | 0 | 0 | 0 | 0 | 0 | 0 | 0 | 0 | 0 | 0 | 0 | 0 | 0 | 0 | 0 | 0 | 0 | 0 | 0 | 0 | 0 | 0 | 0 | 0 | 0 | 0 | 0 | 0 | 0 | 0 | 0 | 0 | 0 | 0 | 0
18 | 34 | 26 | Blank | 2010$ | 0 | 0 | 0 | 0 | 0 | 0 | 0 | 0 | 0 | 0 | 0 | 0 | 0 | 0 | 0 | 0 | 0 | 0 | 0 | 0 | 0 | 0 | 0 | 0 | 0 | 0 | 0 | 0 | 0 | 0 | 0 | 0 | 0 | 0 | 0 | 0 | 0 | 0 | 0 | 0 | 0 | 0 | 0 | 0 | 0 | 0 | 0 | 0
18 | 34 | 27 | Blank | 2010$ | 0 | 0 | 0 | 0 | 0 | 0 | 0 | 0 | 0 | 0 | 0 | 0 | 0 | 0 | 0 | 0 | 0 | 0 | 0 | 0 | 0 | 0 | 0 | 0 | 0 | 0 | 0 | 0 | 0 | 0 | 0 | 0 | 0 | 0 | 0 | 0 | 0 | 0 | 0 | 0 | 0 | 0 | 0 | 0 | 0 | 0 | 0 | 0
18 | 34 | 28 | Blank | 2010$ | 0 | 0 | 0 | 0 | 0 | 0 | 0 | 0 | 0 | 0 | 0 | 0 | 0 | 0 | 0 | 0 | 0 | 0 | 0 | 0 | 0 | 0 | 0 | 0 | 0 | 0 | 0 | 0 | 0 | 0 | 0 | 0 | 0 | 0 | 0 | 0 | 0 | 0 | 0 | 0 | 0 | 0 | 0 | 0 | 0 | 0 | 0 | 0
18 | 34 | 29 | Blank | 2010$ | 0 | 0 | 0 | 0 | 0 | 0 | 0 | 0 | 0 | 0 | 0 | 0 | 0 | 0 | 0 | 0 | 0 | 0 | 0 | 0 | 0 | 0 | 0 | 0 | 0 | 0 | 0 | 0 | 0 | 0 | 0 | 0 | 0 | 0 | 0 | 0 | 0 | 0 | 0 | 0 | 0 | 0 | 0 | 0 | 0 | 0 | 0 | 0
18 | 34 | 30 | Blank | 2010$ | 0 | 0 | 0 | 0 | 0 | 0 | 0 | 0 | 0 | 0 | 0 | 0 | 0 | 0 | 0 | 0 | 0 | 0 | 0 | 0 | 0 | 0 | 0 | 0 | 0 | 0 | 0 | 0 | 0 | 0 | 0 | 0 | 0 | 0 | 0 | 0 | 0 | 0 | 0 | 0 | 0 | 0 | 0 | 0 | 0 | 0 | 0 | 0
|  |  | New Capital Cost | 2010$ | -24662921.6658 | -100000 | -2091284.7073 | -3626718.0407 | -2346253.3813 | -5944718.0407 | -2734515.2216 | -1193476.0823 | -1193476.0823 | -1193476.0823 | -1193476.0823 | -1193476.0823 | -1193476.0823 | -1193476.0823 | -1193476.0823 | -1272093.7073 | -1272093.7073 | -1272093.7073 | -1272093.7073 | -1272093.7073 | -1272093.7073 | -1272093.7073 | -1272093.7073 | -1272093.7073 | -1272093.7073 | -440231.7073 | -440231.7073 | -1101631.7073 | -440231.7073 | -440231.7073 | -440231.7073 | -440231.7073 | -440231.7073 | -440231.7073 | -440231.7073 | -440231.7073 | -440231.7073 | -440231.7073 | -440231.7073 | -440231.7073 | -440231.7073 | -7508419.5509 | -6045998.0366 | -6360468.5366 | -5528606.5366 | -2862558.5366 | -2201158.5366 | -2201158.5366
18 | 34 | 1 | Behavior Change | 2010$ | 0 | 0 | 0 | 0 | 0 | 0 | 0 | 0 | 0 | 0 | 0 | 0 | 0 | 0 | 0 | 0 | 0 | 0 | 0 | 0 | 0 | 0 | 0 | 0 | 0 | 0 | 0 | 0 | 0 | 0 | 0 | 0 | 0 | 0 | 0 | 0 | 0 | 0 | 0 | 0 | 0 | 0 | 0 | 0 | 0 | 0 | 0 | 0
18 | 34 | 2 | Building Design & Construction Standards | 2010$ | -9602826.9965 | 0 | -440231.7073 | -2365231.7073 | -965231.7073 | -440231.7073 | -1840231.7073 | -440231.7073 | -440231.7073 | -440231.7073 | -440231.7073 | -440231.7073 | -440231.7073 | -440231.7073 | -440231.7073 | -440231.7073 | -440231.7073 | -440231.7073 | -440231.7073 | -440231.7073 | -440231.7073 | -440231.7073 | -440231.7073 | -440231.7073 | -440231.7073 | -440231.7073 | -440231.7073 | -440231.7073 | -440231.7073 | -440231.7073 | -440231.7073 | -440231.7073 | -440231.7073 | -440231.7073 | -440231.7073 | -440231.7073 | -440231.7073 | -440231.7073 | -440231.7073 | -440231.7073 | -440231.7073 | -3601158.5366 | -2201158.5366 | -2201158.5366 | -2201158.5366 | -2201158.5366 | -2201158.5366 | -2201158.5366
18 | 34 | 3 | Space Planning & Management | 2010$ | 374648367.1332 | 0 | 25224484.2374 | 25224484.2374 | 25224484.2374 | 25224484.2374 | 25224484.2374 | 25224484.2374 | 25224484.2374 | 25224484.2374 | 25224484.2374 | 25224484.2374 | 25224484.2374 | 25224484.2374 | 25224484.2374 | 25224484.2374 | 25224484.2374 | 25224484.2374 | 25224484.2374 | 25224484.2374 | 25224484.2374 | 25224484.2374 | 25224484.2374 | 25224484.2374 | 25224484.2374 | 25224484.2374 | 25224484.2374 | 25224484.2374 | 25224484.2374 | 25224484.2374 | 25224484.2374 | 25224484.2374 | 25224484.2374 | 25224484.2374 | 25224484.2374 | 25224484.2374 | 25224484.2374 | 25224484.2374 | 25224484.2374 | 25224484.2374 | 25224484.2374 | 126122421.1871 | 126122421.1871 | 126122421.1871 | 126122421.1871 | 126122421.1871 | 126122421.1871 | 126122421.1871
18 | 34 | 4 | Central Chiller Expansion | 2010$ | 3539704.0673 | 0 | -600000 | 0 | -982035.3407 | 550000 | 45369.4857 | 550000 | 550000 | 550000 | 550000 | 550000 | 550000 | 550000 | 550000 | 550000 | 550000 | 550000 | 550000 | 550000 | 550000 | 550000 | 550000 | 550000 | 550000 | 0 | 0 | 0 | 0 | 0 | 0 | 0 | 0 | 0 | 0 | 0 | 0 | 0 | 0 | 0 | 0 | 2245369.4857 | 2750000 | 2750000 | 2200000 | 0 | 0 | 0
18 | 34 | 5 | Short-term Energy Conservation Measures | 2010$ | -1570304.7353 | 0 | -389653 | -389653 | -389653 | -389653 | -389653 | 0 | 0 | 0 | 0 | 0 | 0 | 0 | 0 | 0 | 0 | 0 | 0 | 0 | 0 | 0 | 0 | 0 | 0 | 0 | 0 | 0 | 0 | 0 | 0 | 0 | 0 | 0 | 0 | 0 | 0 | 0 | 0 | 0 | 0 | -389653 | 0 | 0 | 0 | 0 | 0 | 0
18 | 34 | 6 | Mid-term Energy Conservation Measures | 2010$ | -3421010.1138 | 0 | 0 | 0 | 0 | 0 | 0 | -753244.375 | -753244.375 | -753244.375 | -753244.375 | -753244.375 | -753244.375 | -753244.375 | -753244.375 | 0 | 0 | 0 | 0 | 0 | 0 | 0 | 0 | 0 | 0 | 0 | 0 | 0 | 0 | 0 | 0 | 0 | 0 | 0 | 0 | 0 | 0 | 0 | 0 | 0 | 0 | -3012977.5 | -3012977.5 | 0 | 0 | 0 | 0 | 0
18 | 34 | 7 | Long-term Energy Conservation Measures | 2010$ | -2900388.9718 | 0 | 0 | 0 | 0 | 0 | 0 | 0 | 0 | 0 | 0 | 0 | 0 | 0 | 0 | -831862 | -831862 | -831862 | -831862 | -831862 | -831862 | -831862 | -831862 | -831862 | -831862 | 0 | 0 | 0 | 0 | 0 | 0 | 0 | 0 | 0 | 0 | 0 | 0 | 0 | 0 | 0 | 0 | 0 | -831862 | -4159310 | -3327448 | 0 | 0 | 0
18 | 34 | 8 | Green IT | 2010$ | -22523.1701 | 0 | 0 | -9333.3333 | -9333.3333 | -9333.3333 | 0 | 0 | 0 | 0 | 0 | 0 | 0 | 0 | 0 | 0 | 0 | 0 | 0 | 0 | 0 | 0 | 0 | 0 | 0 | 0 | 0 | 0 | 0 | 0 | 0 | 0 | 0 | 0 | 0 | 0 | 0 | 0 | 0 | 0 | 0 | 0 | 0 | 0 | 0 | 0 | 0 | 0
18 | 34 | 9 | Reduced Air Travel | 2010$ | 0 | 0 | 0 | 0 | 0 | 0 | 0 | 0 | 0 | 0 | 0 | 0 | 0 | 0 | 0 | 0 | 0 | 0 | 0 | 0 | 0 | 0 | 0 | 0 | 0 | 0 | 0 | 0 | 0 | 0 | 0 | 0 | 0 | 0 | 0 | 0 | 0 | 0 | 0 | 0 | 0 | 0 | 0 | 0 | 0 | 0 | 0 | 0
18 | 34 | 10 | Reduced Automobile Reliance Strategies | 2010$ | 0 | 0 | 0 | 0 | 0 | 0 | 0 | 0 | 0 | 0 | 0 | 0 | 0 | 0 | 0 | 0 | 0 | 0 | 0 | 0 | 0 | 0 | 0 | 0 | 0 | 0 | 0 | 0 | 0 | 0 | 0 | 0 | 0 | 0 | 0 | 0 | 0 | 0 | 0 | 0 | 0 | 0 | 0 | 0 | 0 | 0 | 0 | 0
18 | 34 | 11 | Waste Reduction | 2010$ | 0 | 0 | 0 | 0 | 0 | 0 | 0 | 0 | 0 | 0 | 0 | 0 | 0 | 0 | 0 | 0 | 0 | 0 | 0 | 0 | 0 | 0 | 0 | 0 | 0 | 0 | 0 | 0 | 0 | 0 | 0 | 0 | 0 | 0 | 0 | 0 | 0 | 0 | 0 | 0 | 0 | 0 | 0 | 0 | 0 | 0 | 0 | 0
18 | 34 | 12 | Steam Line Improvements | 2010$ | -675002.0162 | 0 | -600000 | 0 | 0 | 0 | 0 | 0 | 0 | 0 | 0 | 0 | 0 | 0 | 0 | 0 | 0 | 0 | 0 | 0 | 0 | 0 | 0 | 0 | 0 | 0 | 0 | -600000 | 0 | 0 | 0 | 0 | 0 | 0 | 0 | 0 | 0 | 0 | 0 | 0 | 0 | 0 | 0 | 0 | 0 | -600000 | 0 | 0
18 | 34 | 13 | Coal to Natural Gas Conversion @ Steam Plant | 2010$ | 0 | 0 | 0 | 0 | 0 | 0 | 0 | 0 | 0 | 0 | 0 | 0 | 0 | 0 | 0 | 0 | 0 | 0 | 0 | 0 | 0 | 0 | 0 | 0 | 0 | 0 | 0 | 0 | 0 | 0 | 0 | 0 | 0 | 0 | 0 | 0 | 0 | 0 | 0 | 0 | 0 | 0 | 0 | 0 | 0 | 0 | 0 | 0
18 | 34 | 14 | On-site Wind | 2010$ | -94680.328 | -100000 | 0 | 0 | 0 | 0 | 0 | 0 | 0 | 0 | 0 | 0 | 0 | 0 | 0 | 0 | 0 | 0 | 0 | 0 | 0 | 0 | 0 | 0 | 0 | 0 | 0 | 0 | 0 | 0 | 0 | 0 | 0 | 0 | 0 | 0 | 0 | 0 | 0 | 0 | 0 | 0 | 0 | 0 | 0 | 0 | 0 | 0
18 | 34 | 15 | Solar DHW | 2010$ | -69075.2063 | 0 | -61400 | 0 | 0 | 0 | 0 | 0 | 0 | 0 | 0 | 0 | 0 | 0 | 0 | 0 | 0 | 0 | 0 | 0 | 0 | 0 | 0 | 0 | 0 | 0 | 0 | -61400 | 0 | 0 | 0 | 0 | 0 | 0 | 0 | 0 | 0 | 0 | 0 | 0 | 0 | 0 | 0 | 0 | 0 | -61400 | 0 | 0
18 | 34 | 16 | Geo Exchange | 2010$ | -1388278.6977 | 0 | 0 | -862500 | 0 | -862500 | 0 | 0 | 0 | 0 | 0 | 0 | 0 | 0 | 0 | 0 | 0 | 0 | 0 | 0 | 0 | 0 | 0 | 0 | 0 | 0 | 0 | 0 | 0 | 0 | 0 | 0 | 0 | 0 | 0 | 0 | 0 | 0 | 0 | 0 | 0 | 0 | 0 | 0 | 0 | 0 | 0 | 0
18 | 34 | 17 | Rooftop Solar PV | 2010$ | -3228284.5021 | 0 | 0 | 0 | 0 | -4243000 | 0 | 0 | 0 | 0 | 0 | 0 | 0 | 0 | 0 | 0 | 0 | 0 | 0 | 0 | 0 | 0 | 0 | 0 | 0 | 0 | 0 | 0 | 0 | 0 | 0 | 0 | 0 | 0 | 0 | 0 | 0 | 0 | 0 | 0 | 0 | 0 | 0 | 0 | 0 | 0 | 0 | 0
18 | 34 | 18 | Blank | 2010$ | 0 | 0 | 0 | 0 | 0 | 0 | 0 | 0 | 0 | 0 | 0 | 0 | 0 | 0 | 0 | 0 | 0 | 0 | 0 | 0 | 0 | 0 | 0 | 0 | 0 | 0 | 0 | 0 | 0 | 0 | 0 | 0 | 0 | 0 | 0 | 0 | 0 | 0 | 0 | 0 | 0 | 0 | 0 | 0 | 0 | 0 | 0 | 0
18 | 34 | 19 | Blank | 2010$ | 0 | 0 | 0 | 0 | 0 | 0 | 0 | 0 | 0 | 0 | 0 | 0 | 0 | 0 | 0 | 0 | 0 | 0 | 0 | 0 | 0 | 0 | 0 | 0 | 0 | 0 | 0 | 0 | 0 | 0 | 0 | 0 | 0 | 0 | 0 | 0 | 0 | 0 | 0 | 0 | 0 | 0 | 0 | 0 | 0 | 0 | 0 | 0
18 | 34 | 20 | Blank | 2010$ | 0 | 0 | 0 | 0 | 0 | 0 | 0 | 0 | 0 | 0 | 0 | 0 | 0 | 0 | 0 | 0 | 0 | 0 | 0 | 0 | 0 | 0 | 0 | 0 | 0 | 0 | 0 | 0 | 0 | 0 | 0 | 0 | 0 | 0 | 0 | 0 | 0 | 0 | 0 | 0 | 0 | 0 | 0 | 0 | 0 | 0 | 0 | 0
18 | 34 | 21 | Blank | 2010$ | 0 | 0 | 0 | 0 | 0 | 0 | 0 | 0 | 0 | 0 | 0 | 0 | 0 | 0 | 0 | 0 | 0 | 0 | 0 | 0 | 0 | 0 | 0 | 0 | 0 | 0 | 0 | 0 | 0 | 0 | 0 | 0 | 0 | 0 | 0 | 0 | 0 | 0 | 0 | 0 | 0 | 0 | 0 | 0 | 0 | 0 | 0 | 0
18 | 34 | 22 | Blank | 2010$ | 0 | 0 | 0 | 0 | 0 | 0 | 0 | 0 | 0 | 0 | 0 | 0 | 0 | 0 | 0 | 0 | 0 | 0 | 0 | 0 | 0 | 0 | 0 | 0 | 0 | 0 | 0 | 0 | 0 | 0 | 0 | 0 | 0 | 0 | 0 | 0 | 0 | 0 | 0 | 0 | 0 | 0 | 0 | 0 | 0 | 0 | 0 | 0
18 | 34 | 23 | Blank | 2010$ | 0 | 0 | 0 | 0 | 0 | 0 | 0 | 0 | 0 | 0 | 0 | 0 | 0 | 0 | 0 | 0 | 0 | 0 | 0 | 0 | 0 | 0 | 0 | 0 | 0 | 0 | 0 | 0 | 0 | 0 | 0 | 0 | 0 | 0 | 0 | 0 | 0 | 0 | 0 | 0 | 0 | 0 | 0 | 0 | 0 | 0 | 0 | 0
18 | 34 | 24 | Blank | 2010$ | 0 | 0 | 0 | 0 | 0 | 0 | 0 | 0 | 0 | 0 | 0 | 0 | 0 | 0 | 0 | 0 | 0 | 0 | 0 | 0 | 0 | 0 | 0 | 0 | 0 | 0 | 0 | 0 | 0 | 0 | 0 | 0 | 0 | 0 | 0 | 0 | 0 | 0 | 0 | 0 | 0 | 0 | 0 | 0 | 0 | 0 | 0 | 0
18 | 34 | 25 | Blank | 2010$ | 0 | 0 | 0 | 0 | 0 | 0 | 0 | 0 | 0 | 0 | 0 | 0 | 0 | 0 | 0 | 0 | 0 | 0 | 0 | 0 | 0 | 0 | 0 | 0 | 0 | 0 | 0 | 0 | 0 | 0 | 0 | 0 | 0 | 0 | 0 | 0 | 0 | 0 | 0 | 0 | 0 | 0 | 0 | 0 | 0 | 0 | 0 | 0
18 | 34 | 26 | Blank | 2010$ | 0 | 0 | 0 | 0 | 0 | 0 | 0 | 0 | 0 | 0 | 0 | 0 | 0 | 0 | 0 | 0 | 0 | 0 | 0 | 0 | 0 | 0 | 0 | 0 | 0 | 0 | 0 | 0 | 0 | 0 | 0 | 0 | 0 | 0 | 0 | 0 | 0 | 0 | 0 | 0 | 0 | 0 | 0 | 0 | 0 | 0 | 0 | 0
18 | 34 | 27 | Blank | 2010$ | 0 | 0 | 0 | 0 | 0 | 0 | 0 | 0 | 0 | 0 | 0 | 0 | 0 | 0 | 0 | 0 | 0 | 0 | 0 | 0 | 0 | 0 | 0 | 0 | 0 | 0 | 0 | 0 | 0 | 0 | 0 | 0 | 0 | 0 | 0 | 0 | 0 | 0 | 0 | 0 | 0 | 0 | 0 | 0 | 0 | 0 | 0 | 0
18 | 34 | 28 | Blank | 2010$ | 0 | 0 | 0 | 0 | 0 | 0 | 0 | 0 | 0 | 0 | 0 | 0 | 0 | 0 | 0 | 0 | 0 | 0 | 0 | 0 | 0 | 0 | 0 | 0 | 0 | 0 | 0 | 0 | 0 | 0 | 0 | 0 | 0 | 0 | 0 | 0 | 0 | 0 | 0 | 0 | 0 | 0 | 0 | 0 | 0 | 0 | 0 | 0
18 | 34 | 29 | Blank | 2010$ | 0 | 0 | 0 | 0 | 0 | 0 | 0 | 0 | 0 | 0 | 0 | 0 | 0 | 0 | 0 | 0 | 0 | 0 | 0 | 0 | 0 | 0 | 0 | 0 | 0 | 0 | 0 | 0 | 0 | 0 | 0 | 0 | 0 | 0 | 0 | 0 | 0 | 0 | 0 | 0 | 0 | 0 | 0 | 0 | 0 | 0 | 0 | 0
18 | 34 | 30 | Blank | 2010$ | 0 | 0 | 0 | 0 | 0 | 0 | 0 | 0 | 0 | 0 | 0 | 0 | 0 | 0 | 0 | 0 | 0 | 0 | 0 | 0 | 0 | 0 | 0 | 0 | 0 | 0 | 0 | 0 | 0 | 0 | 0 | 0 | 0 | 0 | 0 | 0 | 0 | 0 | 0 | 0 | 0 | 0 | 0 | 0 | 0 | 0 | 0 | 0
|  |  | Incremental Capital | 2010$ | 355215696.4625 | -100000 | 23133199.5301 | 21597766.1968 | 22878230.8561 | 19829766.1968 | 23039969.0158 | 24581008.1551 | 24581008.1551 | 24581008.1551 | 24581008.1551 | 24581008.1551 | 24581008.1551 | 24581008.1551 | 24581008.1551 | 24502390.5301 | 24502390.5301 | 24502390.5301 | 24502390.5301 | 24502390.5301 | 24502390.5301 | 24502390.5301 | 24502390.5301 | 24502390.5301 | 24502390.5301 | 24784252.5301 | 24784252.5301 | 24122852.5301 | 24784252.5301 | 24784252.5301 | 24784252.5301 | 24784252.5301 | 24784252.5301 | 24784252.5301 | 24784252.5301 | 24784252.5301 | 24784252.5301 | 24784252.5301 | 24784252.5301 | 24784252.5301 | 24784252.5301 | 121364001.6362 | 122826423.1506 | 122511952.6506 | 122793814.6506 | 123259862.6506 | 123921262.6506 | 123921262.6506
18 | 36 | 1 | Behavior Change | 2010$ | 0 | 0 | 0 | 0 | 0 | 0 | 0 | 0 | 0 | 0 | 0 | 0 | 0 | 0 | 0 | 0 | 0 | 0 | 0 | 0 | 0 | 0 | 0 | 0 | 0 | 0 | 0 | 0 | 0 | 0 | 0 | 0 | 0 | 0 | 0 | 0 | 0 | 0 | 0 | 0 | 0 | 0 | 0 | 0 | 0 | 0 | 0 | 0
18 | 36 | 2 | Building Design & Construction Standards | 2010$ | 0 | 0 | 0 | 0 | 0 | 0 | 0 | 0 | 0 | 0 | 0 | 0 | 0 | 0 | 0 | 0 | 0 | 0 | 0 | 0 | 0 | 0 | 0 | 0 | 0 | 0 | 0 | 0 | 0 | 0 | 0 | 0 | 0 | 0 | 0 | 0 | 0 | 0 | 0 | 0 | 0 | 0 | 0 | 0 | 0 | 0 | 0 | 0
18 | 36 | 3 | Space Planning & Management | 2010$ | 44231257.7425 | 0 | 409357.3442 | 614036.0163 | 818714.6884 | 1023393.3605 | 1228072.0326 | 1432750.7047 | 1637429.3768 | 1842108.0489 | 2046786.721 | 2251465.3931 | 2456144.0652 | 2660822.7373 | 2865501.4094 | 3070180.0815 | 3274858.7536 | 3479537.4257 | 3684216.0978 | 3888894.7699 | 4093573.442 | 4298252.1141 | 4502930.7862 | 4707609.4583 | 4912288.1304 | 5116966.8024 | 5321645.4745 | 5526324.1466 | 5731002.8187 | 5935681.4908 | 6140360.1629 | 6345038.835 | 6549717.5071 | 6754396.1792 | 6959074.8513 | 7163753.5234 | 7368432.1955 | 7573110.8676 | 7777789.5397 | 7982468.2118 | 8187146.8839 | 8187146.8839 | 13304113.6864 | 18421080.4888 | 23538047.2913 | 28655014.0937 | 33771980.8962 | 38888947.6986
18 | 36 | 4 | Central Chiller Expansion | 2010$ | 0 | 0 | 0 | 0 | 0 | 0 | 0 | 0 | 0 | 0 | 0 | 0 | 0 | 0 | 0 | 0 | 0 | 0 | 0 | 0 | 0 | 0 | 0 | 0 | 0 | 0 | 0 | 0 | 0 | 0 | 0 | 0 | 0 | 0 | 0 | 0 | 0 | 0 | 0 | 0 | 0 | 0 | 0 | 0 | 0 | 0 | 0 | 0
18 | 36 | 5 | Short-term Energy Conservation Measures | 2010$ | 0 | 0 | 0 | 0 | 0 | 0 | 0 | 0 | 0 | 0 | 0 | 0 | 0 | 0 | 0 | 0 | 0 | 0 | 0 | 0 | 0 | 0 | 0 | 0 | 0 | 0 | 0 | 0 | 0 | 0 | 0 | 0 | 0 | 0 | 0 | 0 | 0 | 0 | 0 | 0 | 0 | 0 | 0 | 0 | 0 | 0 | 0 | 0
18 | 36 | 6 | Mid-term Energy Conservation Measures | 2010$ | 0 | 0 | 0 | 0 | 0 | 0 | 0 | 0 | 0 | 0 | 0 | 0 | 0 | 0 | 0 | 0 | 0 | 0 | 0 | 0 | 0 | 0 | 0 | 0 | 0 | 0 | 0 | 0 | 0 | 0 | 0 | 0 | 0 | 0 | 0 | 0 | 0 | 0 | 0 | 0 | 0 | 0 | 0 | 0 | 0 | 0 | 0 | 0
18 | 36 | 7 | Long-term Energy Conservation Measures | 2010$ | 0 | 0 | 0 | 0 | 0 | 0 | 0 | 0 | 0 | 0 | 0 | 0 | 0 | 0 | 0 | 0 | 0 | 0 | 0 | 0 | 0 | 0 | 0 | 0 | 0 | 0 | 0 | 0 | 0 | 0 | 0 | 0 | 0 | 0 | 0 | 0 | 0 | 0 | 0 | 0 | 0 | 0 | 0 | 0 | 0 | 0 | 0 | 0
18 | 36 | 8 | Green IT | 2010$ | 0 | 0 | 0 | 0 | 0 | 0 | 0 | 0 | 0 | 0 | 0 | 0 | 0 | 0 | 0 | 0 | 0 | 0 | 0 | 0 | 0 | 0 | 0 | 0 | 0 | 0 | 0 | 0 | 0 | 0 | 0 | 0 | 0 | 0 | 0 | 0 | 0 | 0 | 0 | 0 | 0 | 0 | 0 | 0 | 0 | 0 | 0 | 0
18 | 36 | 9 | Reduced Air Travel | 2010$ | 2554543.5641 | 0 | 123606.7769 | 124003.004 | 124307.0398 | 124563.3538 | 124789.1709 | 187489.9879 | 187771.5968 | 188033.712 | 188279.896 | 188512.7426 | 188734.2099 | 188945.8193 | 189148.7805 | 189344.0745 | 189532.5095 | 189714.7613 | 189891.4013 | 190062.918 | 190229.733 | 190392.2128 | 190550.679 | 190705.415 | 190856.6724 | 191004.6758 | 191149.6267 | 191291.7063 | 191431.079 | 191567.8937 | 191702.2863 | 191834.3811 | 191964.2921 | 192092.1241 | 192217.9738 | 192341.9307 | 192464.0778 | 192584.492 | 192703.2451 | 192820.4039 | 192936.0311 | 876364.3637 | 944685.6268 | 949431.3232 | 953509.655 | 957142.5919 | 960450.7017 | 963508.2499
18 | 36 | 10 | Reduced Automobile Reliance Strategies | 2010$ | 0 | 0 | 0 | 0 | 0 | 0 | 0 | 0 | 0 | 0 | 0 | 0 | 0 | 0 | 0 | 0 | 0 | 0 | 0 | 0 | 0 | 0 | 0 | 0 | 0 | 0 | 0 | 0 | 0 | 0 | 0 | 0 | 0 | 0 | 0 | 0 | 0 | 0 | 0 | 0 | 0 | 0 | 0 | 0 | 0 | 0 | 0 | 0
18 | 36 | 11 | Waste Reduction | 2010$ | 113714.5598 | 0 | 0 | 8148 | 8148 | 8148 | 8148 | 8148 | 8148 | 8148 | 8148 | 8148 | 8148 | 8148 | 8148 | 8148 | 8148 | 8148 | 8148 | 8148 | 8148 | 8148 | 8148 | 8148 | 8148 | 8148 | 8148 | 8148 | 8148 | 8148 | 8148 | 8148 | 8148 | 8148 | 8148 | 8148 | 8148 | 8148 | 8148 | 8148 | 8148 | 40740 | 40740 | 40740 | 40740 | 40740 | 40740 | 40740
18 | 36 | 12 | Steam Line Improvements | 2010$ | 0 | 0 | 0 | 0 | 0 | 0 | 0 | 0 | 0 | 0 | 0 | 0 | 0 | 0 | 0 | 0 | 0 | 0 | 0 | 0 | 0 | 0 | 0 | 0 | 0 | 0 | 0 | 0 | 0 | 0 | 0 | 0 | 0 | 0 | 0 | 0 | 0 | 0 | 0 | 0 | 0 | 0 | 0 | 0 | 0 | 0 | 0 | 0
18 | 36 | 13 | Coal to Natural Gas Conversion @ Steam Plant | 2010$ | 0 | 0 | 0 | 0 | 0 | 0 | 0 | 0 | 0 | 0 | 0 | 0 | 0 | 0 | 0 | 0 | 0 | 0 | 0 | 0 | 0 | 0 | 0 | 0 | 0 | 0 | 0 | 0 | 0 | 0 | 0 | 0 | 0 | 0 | 0 | 0 | 0 | 0 | 0 | 0 | 0 | 0 | 0 | 0 | 0 | 0 | 0 | 0
18 | 36 | 14 | On-site Wind | 2010$ | 0 | 0 | 0 | 0 | 0 | 0 | 0 | 0 | 0 | 0 | 0 | 0 | 0 | 0 | 0 | 0 | 0 | 0 | 0 | 0 | 0 | 0 | 0 | 0 | 0 | 0 | 0 | 0 | 0 | 0 | 0 | 0 | 0 | 0 | 0 | 0 | 0 | 0 | 0 | 0 | 0 | 0 | 0 | 0 | 0 | 0 | 0 | 0
18 | 36 | 15 | Solar DHW | 2010$ | 0 | 0 | 0 | 0 | 0 | 0 | 0 | 0 | 0 | 0 | 0 | 0 | 0 | 0 | 0 | 0 | 0 | 0 | 0 | 0 | 0 | 0 | 0 | 0 | 0 | 0 | 0 | 0 | 0 | 0 | 0 | 0 | 0 | 0 | 0 | 0 | 0 | 0 | 0 | 0 | 0 | 0 | 0 | 0 | 0 | 0 | 0 | 0
18 | 36 | 16 | Geo Exchange | 2010$ | 0 | 0 | 0 | 0 | 0 | 0 | 0 | 0 | 0 | 0 | 0 | 0 | 0 | 0 | 0 | 0 | 0 | 0 | 0 | 0 | 0 | 0 | 0 | 0 | 0 | 0 | 0 | 0 | 0 | 0 | 0 | 0 | 0 | 0 | 0 | 0 | 0 | 0 | 0 | 0 | 0 | 0 | 0 | 0 | 0 | 0 | 0 | 0
18 | 36 | 17 | Rooftop Solar PV | 2010$ | 0 | 0 | 0 | 0 | 0 | 0 | 0 | 0 | 0 | 0 | 0 | 0 | 0 | 0 | 0 | 0 | 0 | 0 | 0 | 0 | 0 | 0 | 0 | 0 | 0 | 0 | 0 | 0 | 0 | 0 | 0 | 0 | 0 | 0 | 0 | 0 | 0 | 0 | 0 | 0 | 0 | 0 | 0 | 0 | 0 | 0 | 0 | 0
18 | 36 | 18 | Blank | 2010$ | 0 | 0 | 0 | 0 | 0 | 0 | 0 | 0 | 0 | 0 | 0 | 0 | 0 | 0 | 0 | 0 | 0 | 0 | 0 | 0 | 0 | 0 | 0 | 0 | 0 | 0 | 0 | 0 | 0 | 0 | 0 | 0 | 0 | 0 | 0 | 0 | 0 | 0 | 0 | 0 | 0 | 0 | 0 | 0 | 0 | 0 | 0 | 0
18 | 36 | 19 | Blank | 2010$ | 0 | 0 | 0 | 0 | 0 | 0 | 0 | 0 | 0 | 0 | 0 | 0 | 0 | 0 | 0 | 0 | 0 | 0 | 0 | 0 | 0 | 0 | 0 | 0 | 0 | 0 | 0 | 0 | 0 | 0 | 0 | 0 | 0 | 0 | 0 | 0 | 0 | 0 | 0 | 0 | 0 | 0 | 0 | 0 | 0 | 0 | 0 | 0
18 | 36 | 20 | Blank | 2010$ | 0 | 0 | 0 | 0 | 0 | 0 | 0 | 0 | 0 | 0 | 0 | 0 | 0 | 0 | 0 | 0 | 0 | 0 | 0 | 0 | 0 | 0 | 0 | 0 | 0 | 0 | 0 | 0 | 0 | 0 | 0 | 0 | 0 | 0 | 0 | 0 | 0 | 0 | 0 | 0 | 0 | 0 | 0 | 0 | 0 | 0 | 0 | 0
18 | 36 | 21 | Blank | 2010$ | 0 | 0 | 0 | 0 | 0 | 0 | 0 | 0 | 0 | 0 | 0 | 0 | 0 | 0 | 0 | 0 | 0 | 0 | 0 | 0 | 0 | 0 | 0 | 0 | 0 | 0 | 0 | 0 | 0 | 0 | 0 | 0 | 0 | 0 | 0 | 0 | 0 | 0 | 0 | 0 | 0 | 0 | 0 | 0 | 0 | 0 | 0 | 0
18 | 36 | 22 | Blank | 2010$ | 0 | 0 | 0 | 0 | 0 | 0 | 0 | 0 | 0 | 0 | 0 | 0 | 0 | 0 | 0 | 0 | 0 | 0 | 0 | 0 | 0 | 0 | 0 | 0 | 0 | 0 | 0 | 0 | 0 | 0 | 0 | 0 | 0 | 0 | 0 | 0 | 0 | 0 | 0 | 0 | 0 | 0 | 0 | 0 | 0 | 0 | 0 | 0
18 | 36 | 23 | Blank | 2010$ | 0 | 0 | 0 | 0 | 0 | 0 | 0 | 0 | 0 | 0 | 0 | 0 | 0 | 0 | 0 | 0 | 0 | 0 | 0 | 0 | 0 | 0 | 0 | 0 | 0 | 0 | 0 | 0 | 0 | 0 | 0 | 0 | 0 | 0 | 0 | 0 | 0 | 0 | 0 | 0 | 0 | 0 | 0 | 0 | 0 | 0 | 0 | 0
18 | 36 | 24 | Blank | 2010$ | 0 | 0 | 0 | 0 | 0 | 0 | 0 | 0 | 0 | 0 | 0 | 0 | 0 | 0 | 0 | 0 | 0 | 0 | 0 | 0 | 0 | 0 | 0 | 0 | 0 | 0 | 0 | 0 | 0 | 0 | 0 | 0 | 0 | 0 | 0 | 0 | 0 | 0 | 0 | 0 | 0 | 0 | 0 | 0 | 0 | 0 | 0 | 0
18 | 36 | 25 | Blank | 2010$ | 0 | 0 | 0 | 0 | 0 | 0 | 0 | 0 | 0 | 0 | 0 | 0 | 0 | 0 | 0 | 0 | 0 | 0 | 0 | 0 | 0 | 0 | 0 | 0 | 0 | 0 | 0 | 0 | 0 | 0 | 0 | 0 | 0 | 0 | 0 | 0 | 0 | 0 | 0 | 0 | 0 | 0 | 0 | 0 | 0 | 0 | 0 | 0
18 | 36 | 26 | Blank | 2010$ | 0 | 0 | 0 | 0 | 0 | 0 | 0 | 0 | 0 | 0 | 0 | 0 | 0 | 0 | 0 | 0 | 0 | 0 | 0 | 0 | 0 | 0 | 0 | 0 | 0 | 0 | 0 | 0 | 0 | 0 | 0 | 0 | 0 | 0 | 0 | 0 | 0 | 0 | 0 | 0 | 0 | 0 | 0 | 0 | 0 | 0 | 0 | 0
18 | 36 | 27 | Blank | 2010$ | 0 | 0 | 0 | 0 | 0 | 0 | 0 | 0 | 0 | 0 | 0 | 0 | 0 | 0 | 0 | 0 | 0 | 0 | 0 | 0 | 0 | 0 | 0 | 0 | 0 | 0 | 0 | 0 | 0 | 0 | 0 | 0 | 0 | 0 | 0 | 0 | 0 | 0 | 0 | 0 | 0 | 0 | 0 | 0 | 0 | 0 | 0 | 0
18 | 36 | 28 | Blank | 2010$ | 0 | 0 | 0 | 0 | 0 | 0 | 0 | 0 | 0 | 0 | 0 | 0 | 0 | 0 | 0 | 0 | 0 | 0 | 0 | 0 | 0 | 0 | 0 | 0 | 0 | 0 | 0 | 0 | 0 | 0 | 0 | 0 | 0 | 0 | 0 | 0 | 0 | 0 | 0 | 0 | 0 | 0 | 0 | 0 | 0 | 0 | 0 | 0
18 | 36 | 29 | Blank | 2010$ | 0 | 0 | 0 | 0 | 0 | 0 | 0 | 0 | 0 | 0 | 0 | 0 | 0 | 0 | 0 | 0 | 0 | 0 | 0 | 0 | 0 | 0 | 0 | 0 | 0 | 0 | 0 | 0 | 0 | 0 | 0 | 0 | 0 | 0 | 0 | 0 | 0 | 0 | 0 | 0 | 0 | 0 | 0 | 0 | 0 | 0 | 0 | 0
18 | 36 | 30 | Blank | 2010$ | 0 | 0 | 0 | 0 | 0 | 0 | 0 | 0 | 0 | 0 | 0 | 0 | 0 | 0 | 0 | 0 | 0 | 0 | 0 | 0 | 0 | 0 | 0 | 0 | 0 | 0 | 0 | 0 | 0 | 0 | 0 | 0 | 0 | 0 | 0 | 0 | 0 | 0 | 0 | 0 | 0 | 0 | 0 | 0 | 0 | 0 | 0 | 0
|  |  | Avoided Operating Costs | 2010$ | 46899515.8663 | 0 | 532964.1211 | 746187.0203 | 951169.7282 | 1156104.7143 | 1361009.2035 | 1628388.6926 | 1833348.9736 | 2038289.7609 | 2243214.617 | 2448126.1357 | 2653026.2751 | 2857916.5566 | 3062798.1899 | 3267672.1559 | 3472539.2631 | 3677400.187 | 3882255.4991 | 4087105.6879 | 4291951.1749 | 4496792.3269 | 4701629.4652 | 4906462.8732 | 5111292.8027 | 5316119.4783 | 5520943.1012 | 5725763.853 | 5930581.8977 | 6135397.3845 | 6340210.4492 | 6545021.2161 | 6749829.7992 | 6954636.3033 | 7159440.8251 | 7364243.4542 | 7569044.2733 | 7773843.3596 | 7978640.7848 | 8183436.6158 | 8388230.915 | 9104251.2476 | 14289539.3132 | 19411251.812 | 24532296.9463 | 29652896.6856 | 34773171.5979 | 39893195.9485
18 | 37 | 1 | Behavior Change | 2010$ | -888587.82 | 0 | 0 | -100000 | -100000 | -100000 | -100000 | -100000 | -50000 | -50000 | -50000 | -50000 | -50000 | -50000 | -50000 | -50000 | -50000 | -50000 | -50000 | -50000 | -50000 | -50000 | -50000 | -50000 | -50000 | -50000 | -50000 | -50000 | -50000 | -50000 | -50000 | -50000 | -50000 | -50000 | -50000 | -50000 | -50000 | -50000 | -50000 | -50000 | -50000 | -350000 | -250000 | -250000 | -250000 | -250000 | -250000 | -250000
18 | 37 | 2 | Building Design & Construction Standards | 2010$ | -89643.6451 | 0 | -100000 | 0 | 0 | 0 | 0 | 0 | 0 | 0 | 0 | 0 | 0 | 0 | 0 | 0 | 0 | 0 | 0 | 0 | 0 | 0 | 0 | 0 | 0 | 0 | 0 | 0 | 0 | 0 | 0 | 0 | 0 | 0 | 0 | 0 | 0 | 0 | 0 | 0 | 0 | 0 | 0 | 0 | 0 | 0 | 0 | 0
18 | 37 | 3 | Space Planning & Management | 2010$ | -268930.9354 | 0 | -300000 | 0 | 0 | 0 | 0 | 0 | 0 | 0 | 0 | 0 | 0 | 0 | 0 | 0 | 0 | 0 | 0 | 0 | 0 | 0 | 0 | 0 | 0 | 0 | 0 | 0 | 0 | 0 | 0 | 0 | 0 | 0 | 0 | 0 | 0 | 0 | 0 | 0 | 0 | 0 | 0 | 0 | 0 | 0 | 0 | 0
18 | 37 | 4 | Central Chiller Expansion | 2010$ | 0 | 0 | 0 | 0 | 0 | 0 | 0 | 0 | 0 | 0 | 0 | 0 | 0 | 0 | 0 | 0 | 0 | 0 | 0 | 0 | 0 | 0 | 0 | 0 | 0 | 0 | 0 | 0 | 0 | 0 | 0 | 0 | 0 | 0 | 0 | 0 | 0 | 0 | 0 | 0 | 0 | 0 | 0 | 0 | 0 | 0 | 0 | 0
18 | 37 | 5 | Short-term Energy Conservation Measures | 2010$ | 0 | 0 | 0 | 0 | 0 | 0 | 0 | 0 | 0 | 0 | 0 | 0 | 0 | 0 | 0 | 0 | 0 | 0 | 0 | 0 | 0 | 0 | 0 | 0 | 0 | 0 | 0 | 0 | 0 | 0 | 0 | 0 | 0 | 0 | 0 | 0 | 0 | 0 | 0 | 0 | 0 | 0 | 0 | 0 | 0 | 0 | 0 | 0
18 | 37 | 6 | Mid-term Energy Conservation Measures | 2010$ | 0 | 0 | 0 | 0 | 0 | 0 | 0 | 0 | 0 | 0 | 0 | 0 | 0 | 0 | 0 | 0 | 0 | 0 | 0 | 0 | 0 | 0 | 0 | 0 | 0 | 0 | 0 | 0 | 0 | 0 | 0 | 0 | 0 | 0 | 0 | 0 | 0 | 0 | 0 | 0 | 0 | 0 | 0 | 0 | 0 | 0 | 0 | 0
18 | 37 | 7 | Long-term Energy Conservation Measures | 2010$ | 0 | 0 | 0 | 0 | 0 | 0 | 0 | 0 | 0 | 0 | 0 | 0 | 0 | 0 | 0 | 0 | 0 | 0 | 0 | 0 | 0 | 0 | 0 | 0 | 0 | 0 | 0 | 0 | 0 | 0 | 0 | 0 | 0 | 0 | 0 | 0 | 0 | 0 | 0 | 0 | 0 | 0 | 0 | 0 | 0 | 0 | 0 | 0
18 | 37 | 8 | Green IT | 2010$ | -275571.0885 | 0 | 0 | -7000 | -14000 | -21000 | -21000 | -21000 | -21000 | -21000 | -21000 | -21000 | -21000 | -21000 | -21000 | -21000 | -21000 | -21000 | -21000 | -21000 | -21000 | -21000 | -21000 | -21000 | -21000 | -21000 | -21000 | -21000 | -21000 | -21000 | -21000 | -21000 | -21000 | -21000 | -21000 | -21000 | -21000 | -21000 | -21000 | -21000 | -21000 | -105000 | -105000 | -105000 | -105000 | -105000 | -105000 | -105000
18 | 37 | 9 | Reduced Air Travel | 2010$ | 0 | 0 | 0 | 0 | 0 | 0 | 0 | 0 | 0 | 0 | 0 | 0 | 0 | 0 | 0 | 0 | 0 | 0 | 0 | 0 | 0 | 0 | 0 | 0 | 0 | 0 | 0 | 0 | 0 | 0 | 0 | 0 | 0 | 0 | 0 | 0 | 0 | 0 | 0 | 0 | 0 | 0 | 0 | 0 | 0 | 0 | 0 | 0
18 | 37 | 10 | Reduced Automobile Reliance Strategies | 2010$ | -2165760.9659 | 0 | 0 | -102475 | -104950 | -107425 | -109900 | -112375 | -164850 | -167325 | -169800 | -172275 | -174750 | -174750 | -174750 | -174750 | -174750 | -174750 | -174750 | -174750 | -174750 | -174750 | -174750 | -174750 | -174750 | -174750 | -174750 | -174750 | -174750 | -174750 | -174750 | -174750 | -174750 | -174750 | -174750 | -174750 | -174750 | -174750 | -174750 | -174750 | -174750 | -724250 | -871275 | -873750 | -873750 | -873750 | -873750 | -873750
18 | 37 | 11 | Waste Reduction | 2010$ | -69780.6577 | 0 | 0 | -5000 | -5000 | -5000 | -5000 | -5000 | -5000 | -5000 | -5000 | -5000 | -5000 | -5000 | -5000 | -5000 | -5000 | -5000 | -5000 | -5000 | -5000 | -5000 | -5000 | -5000 | -5000 | -5000 | -5000 | -5000 | -5000 | -5000 | -5000 | -5000 | -5000 | -5000 | -5000 | -5000 | -5000 | -5000 | -5000 | -5000 | -5000 | -25000 | -25000 | -25000 | -25000 | -25000 | -25000 | -25000
18 | 37 | 12 | Steam Line Improvements | 2010$ | 0 | 0 | 0 | 0 | 0 | 0 | 0 | 0 | 0 | 0 | 0 | 0 | 0 | 0 | 0 | 0 | 0 | 0 | 0 | 0 | 0 | 0 | 0 | 0 | 0 | 0 | 0 | 0 | 0 | 0 | 0 | 0 | 0 | 0 | 0 | 0 | 0 | 0 | 0 | 0 | 0 | 0 | 0 | 0 | 0 | 0 | 0 | 0
18 | 37 | 13 | Coal to Natural Gas Conversion @ Steam Plant | 2010$ | 0 | 0 | 0 | 0 | 0 | 0 | 0 | 0 | 0 | 0 | 0 | 0 | 0 | 0 | 0 | 0 | 0 | 0 | 0 | 0 | 0 | 0 | 0 | 0 | 0 | 0 | 0 | 0 | 0 | 0 | 0 | 0 | 0 | 0 | 0 | 0 | 0 | 0 | 0 | 0 | 0 | 0 | 0 | 0 | 0 | 0 | 0 | 0
18 | 37 | 14 | On-site Wind | 2010$ | 0 | 0 | 0 | 0 | 0 | 0 | 0 | 0 | 0 | 0 | 0 | 0 | 0 | 0 | 0 | 0 | 0 | 0 | 0 | 0 | 0 | 0 | 0 | 0 | 0 | 0 | 0 | 0 | 0 | 0 | 0 | 0 | 0 | 0 | 0 | 0 | 0 | 0 | 0 | 0 | 0 | 0 | 0 | 0 | 0 | 0 | 0 | 0
18 | 37 | 15 | Solar DHW | 2010$ | 0 | 0 | 0 | 0 | 0 | 0 | 0 | 0 | 0 | 0 | 0 | 0 | 0 | 0 | 0 | 0 | 0 | 0 | 0 | 0 | 0 | 0 | 0 | 0 | 0 | 0 | 0 | 0 | 0 | 0 | 0 | 0 | 0 | 0 | 0 | 0 | 0 | 0 | 0 | 0 | 0 | 0 | 0 | 0 | 0 | 0 | 0 | 0
18 | 37 | 16 | Geo Exchange | 2010$ | -369754.7595 | 0 | 0 | 0 | -15000 | -15000 | -30000 | -30000 | -30000 | -30000 | -30000 | -30000 | -30000 | -30000 | -30000 | -30000 | -30000 | -30000 | -30000 | -30000 | -30000 | -30000 | -30000 | -30000 | -30000 | -30000 | -30000 | -30000 | -30000 | -30000 | -30000 | -30000 | -30000 | -30000 | -30000 | -30000 | -30000 | -30000 | -30000 | -30000 | -30000 | -150000 | -150000 | -150000 | -150000 | -150000 | -150000 | -150000
18 | 37 | 17 | Rooftop Solar PV | 2010$ | 0 | 0 | 0 | 0 | 0 | 0 | 0 | 0 | 0 | 0 | 0 | 0 | 0 | 0 | 0 | 0 | 0 | 0 | 0 | 0 | 0 | 0 | 0 | 0 | 0 | 0 | 0 | 0 | 0 | 0 | 0 | 0 | 0 | 0 | 0 | 0 | 0 | 0 | 0 | 0 | 0 | 0 | 0 | 0 | 0 | 0 | 0 | 0
18 | 37 | 18 | Blank | 2010$ | 0 | 0 | 0 | 0 | 0 | 0 | 0 | 0 | 0 | 0 | 0 | 0 | 0 | 0 | 0 | 0 | 0 | 0 | 0 | 0 | 0 | 0 | 0 | 0 | 0 | 0 | 0 | 0 | 0 | 0 | 0 | 0 | 0 | 0 | 0 | 0 | 0 | 0 | 0 | 0 | 0 | 0 | 0 | 0 | 0 | 0 | 0 | 0
18 | 37 | 19 | Blank | 2010$ | 0 | 0 | 0 | 0 | 0 | 0 | 0 | 0 | 0 | 0 | 0 | 0 | 0 | 0 | 0 | 0 | 0 | 0 | 0 | 0 | 0 | 0 | 0 | 0 | 0 | 0 | 0 | 0 | 0 | 0 | 0 | 0 | 0 | 0 | 0 | 0 | 0 | 0 | 0 | 0 | 0 | 0 | 0 | 0 | 0 | 0 | 0 | 0
18 | 37 | 20 | Blank | 2010$ | 0 | 0 | 0 | 0 | 0 | 0 | 0 | 0 | 0 | 0 | 0 | 0 | 0 | 0 | 0 | 0 | 0 | 0 | 0 | 0 | 0 | 0 | 0 | 0 | 0 | 0 | 0 | 0 | 0 | 0 | 0 | 0 | 0 | 0 | 0 | 0 | 0 | 0 | 0 | 0 | 0 | 0 | 0 | 0 | 0 | 0 | 0 | 0
18 | 37 | 21 | Blank | 2010$ | 0 | 0 | 0 | 0 | 0 | 0 | 0 | 0 | 0 | 0 | 0 | 0 | 0 | 0 | 0 | 0 | 0 | 0 | 0 | 0 | 0 | 0 | 0 | 0 | 0 | 0 | 0 | 0 | 0 | 0 | 0 | 0 | 0 | 0 | 0 | 0 | 0 | 0 | 0 | 0 | 0 | 0 | 0 | 0 | 0 | 0 | 0 | 0
18 | 37 | 22 | Blank | 2010$ | 0 | 0 | 0 | 0 | 0 | 0 | 0 | 0 | 0 | 0 | 0 | 0 | 0 | 0 | 0 | 0 | 0 | 0 | 0 | 0 | 0 | 0 | 0 | 0 | 0 | 0 | 0 | 0 | 0 | 0 | 0 | 0 | 0 | 0 | 0 | 0 | 0 | 0 | 0 | 0 | 0 | 0 | 0 | 0 | 0 | 0 | 0 | 0
18 | 37 | 23 | Blank | 2010$ | 0 | 0 | 0 | 0 | 0 | 0 | 0 | 0 | 0 | 0 | 0 | 0 | 0 | 0 | 0 | 0 | 0 | 0 | 0 | 0 | 0 | 0 | 0 | 0 | 0 | 0 | 0 | 0 | 0 | 0 | 0 | 0 | 0 | 0 | 0 | 0 | 0 | 0 | 0 | 0 | 0 | 0 | 0 | 0 | 0 | 0 | 0 | 0
18 | 37 | 24 | Blank | 2010$ | 0 | 0 | 0 | 0 | 0 | 0 | 0 | 0 | 0 | 0 | 0 | 0 | 0 | 0 | 0 | 0 | 0 | 0 | 0 | 0 | 0 | 0 | 0 | 0 | 0 | 0 | 0 | 0 | 0 | 0 | 0 | 0 | 0 | 0 | 0 | 0 | 0 | 0 | 0 | 0 | 0 | 0 | 0 | 0 | 0 | 0 | 0 | 0
18 | 37 | 25 | Blank | 2010$ | 0 | 0 | 0 | 0 | 0 | 0 | 0 | 0 | 0 | 0 | 0 | 0 | 0 | 0 | 0 | 0 | 0 | 0 | 0 | 0 | 0 | 0 | 0 | 0 | 0 | 0 | 0 | 0 | 0 | 0 | 0 | 0 | 0 | 0 | 0 | 0 | 0 | 0 | 0 | 0 | 0 | 0 | 0 | 0 | 0 | 0 | 0 | 0
18 | 37 | 26 | Blank | 2010$ | 0 | 0 | 0 | 0 | 0 | 0 | 0 | 0 | 0 | 0 | 0 | 0 | 0 | 0 | 0 | 0 | 0 | 0 | 0 | 0 | 0 | 0 | 0 | 0 | 0 | 0 | 0 | 0 | 0 | 0 | 0 | 0 | 0 | 0 | 0 | 0 | 0 | 0 | 0 | 0 | 0 | 0 | 0 | 0 | 0 | 0 | 0 | 0
18 | 37 | 27 | Blank | 2010$ | 0 | 0 | 0 | 0 | 0 | 0 | 0 | 0 | 0 | 0 | 0 | 0 | 0 | 0 | 0 | 0 | 0 | 0 | 0 | 0 | 0 | 0 | 0 | 0 | 0 | 0 | 0 | 0 | 0 | 0 | 0 | 0 | 0 | 0 | 0 | 0 | 0 | 0 | 0 | 0 | 0 | 0 | 0 | 0 | 0 | 0 | 0 | 0
18 | 37 | 28 | Blank | 2010$ | 0 | 0 | 0 | 0 | 0 | 0 | 0 | 0 | 0 | 0 | 0 | 0 | 0 | 0 | 0 | 0 | 0 | 0 | 0 | 0 | 0 | 0 | 0 | 0 | 0 | 0 | 0 | 0 | 0 | 0 | 0 | 0 | 0 | 0 | 0 | 0 | 0 | 0 | 0 | 0 | 0 | 0 | 0 | 0 | 0 | 0 | 0 | 0
18 | 37 | 29 | Sustainability Driven-Master Plan | 2010$ | -537861.8709 | 0 | -600000 | 0 | 0 | 0 | 0 | 0 | 0 | 0 | 0 | 0 | 0 | 0 | 0 | 0 | 0 | 0 | 0 | 0 | 0 | 0 | 0 | 0 | 0 | 0 | 0 | 0 | 0 | 0 | 0 | 0 | 0 | 0 | 0 | 0 | 0 | 0 | 0 | 0 | 0 | 0 | 0 | 0 | 0 | 0 | 0 | 0
18 | 37 | 30 | Research and Curriculum | 2010$ | -4867919.5727 | -200000 | -315000 | -315000 | -315000 | -315000 | -315000 | -315000 | -315000 | -315000 | -315000 | -315000 | -315000 | -315000 | -315000 | -315000 | -315000 | -315000 | -315000 | -315000 | -315000 | -315000 | -315000 | -315000 | -315000 | -315000 | -315000 | -315000 | -315000 | -315000 | -315000 | -315000 | -315000 | -315000 | -315000 | -315000 | -315000 | -315000 | -315000 | -315000 | -315000 | -1575000 | -1575000 | -1575000 | -1575000 | -1575000 | -1575000 | -1575000
|  |  | New Operating Costs | 2010$ | -9533811.3157 | -200000 | -1315000 | -529475 | -553950 | -563425 | -580900 | -583375 | -585850 | -588325 | -590800 | -593275 | -595750 | -595750 | -595750 | -595750 | -595750 | -595750 | -595750 | -595750 | -595750 | -595750 | -595750 | -595750 | -595750 | -595750 | -595750 | -595750 | -595750 | -595750 | -595750 | -595750 | -595750 | -595750 | -595750 | -595750 | -595750 | -595750 | -595750 | -595750 | -595750 | -2929250 | -2976275 | -2978750 | -2978750 | -2978750 | -2978750 | -2978750
18 | 38 | 1 | Behavior Change | 2010$ | -888587.82 | 0 | 0 | -100000 | -100000 | -100000 | -100000 | -100000 | -50000 | -50000 | -50000 | -50000 | -50000 | -50000 | -50000 | -50000 | -50000 | -50000 | -50000 | -50000 | -50000 | -50000 | -50000 | -50000 | -50000 | -50000 | -50000 | -50000 | -50000 | -50000 | -50000 | -50000 | -50000 | -50000 | -50000 | -50000 | -50000 | -50000 | -50000 | -50000 | -50000 | -350000 | -250000 | -250000 | -250000 | -250000 | -250000 | -250000
18 | 38 | 2 | Building Design & Construction Standards | 2010$ | -89643.6451 | 0 | -100000 | 0 | 0 | 0 | 0 | 0 | 0 | 0 | 0 | 0 | 0 | 0 | 0 | 0 | 0 | 0 | 0 | 0 | 0 | 0 | 0 | 0 | 0 | 0 | 0 | 0 | 0 | 0 | 0 | 0 | 0 | 0 | 0 | 0 | 0 | 0 | 0 | 0 | 0 | 0 | 0 | 0 | 0 | 0 | 0 | 0
18 | 38 | 3 | Space Planning & Management | 2010$ | 43962326.807 | 0 | 109357.3442 | 614036.0163 | 818714.6884 | 1023393.3605 | 1228072.0326 | 1432750.7047 | 1637429.3768 | 1842108.0489 | 2046786.721 | 2251465.3931 | 2456144.0652 | 2660822.7373 | 2865501.4094 | 3070180.0815 | 3274858.7536 | 3479537.4257 | 3684216.0978 | 3888894.7699 | 4093573.442 | 4298252.1141 | 4502930.7862 | 4707609.4583 | 4912288.1304 | 5116966.8024 | 5321645.4745 | 5526324.1466 | 5731002.8187 | 5935681.4908 | 6140360.1629 | 6345038.835 | 6549717.5071 | 6754396.1792 | 6959074.8513 | 7163753.5234 | 7368432.1955 | 7573110.8676 | 7777789.5397 | 7982468.2118 | 8187146.8839 | 8187146.8839 | 13304113.6864 | 18421080.4888 | 23538047.2913 | 28655014.0937 | 33771980.8962 | 38888947.6986
18 | 38 | 4 | Central Chiller Expansion | 2010$ | 0 | 0 | 0 | 0 | 0 | 0 | 0 | 0 | 0 | 0 | 0 | 0 | 0 | 0 | 0 | 0 | 0 | 0 | 0 | 0 | 0 | 0 | 0 | 0 | 0 | 0 | 0 | 0 | 0 | 0 | 0 | 0 | 0 | 0 | 0 | 0 | 0 | 0 | 0 | 0 | 0 | 0 | 0 | 0 | 0 | 0 | 0 | 0
18 | 38 | 5 | Short-term Energy Conservation Measures | 2010$ | 0 | 0 | 0 | 0 | 0 | 0 | 0 | 0 | 0 | 0 | 0 | 0 | 0 | 0 | 0 | 0 | 0 | 0 | 0 | 0 | 0 | 0 | 0 | 0 | 0 | 0 | 0 | 0 | 0 | 0 | 0 | 0 | 0 | 0 | 0 | 0 | 0 | 0 | 0 | 0 | 0 | 0 | 0 | 0 | 0 | 0 | 0 | 0
18 | 38 | 6 | Mid-term Energy Conservation Measures | 2010$ | 0 | 0 | 0 | 0 | 0 | 0 | 0 | 0 | 0 | 0 | 0 | 0 | 0 | 0 | 0 | 0 | 0 | 0 | 0 | 0 | 0 | 0 | 0 | 0 | 0 | 0 | 0 | 0 | 0 | 0 | 0 | 0 | 0 | 0 | 0 | 0 | 0 | 0 | 0 | 0 | 0 | 0 | 0 | 0 | 0 | 0 | 0 | 0
18 | 38 | 7 | Long-term Energy Conservation Measures | 2010$ | 0 | 0 | 0 | 0 | 0 | 0 | 0 | 0 | 0 | 0 | 0 | 0 | 0 | 0 | 0 | 0 | 0 | 0 | 0 | 0 | 0 | 0 | 0 | 0 | 0 | 0 | 0 | 0 | 0 | 0 | 0 | 0 | 0 | 0 | 0 | 0 | 0 | 0 | 0 | 0 | 0 | 0 | 0 | 0 | 0 | 0 | 0 | 0
18 | 38 | 8 | Green IT | 2010$ | -275571.0885 | 0 | 0 | -7000 | -14000 | -21000 | -21000 | -21000 | -21000 | -21000 | -21000 | -21000 | -21000 | -21000 | -21000 | -21000 | -21000 | -21000 | -21000 | -21000 | -21000 | -21000 | -21000 | -21000 | -21000 | -21000 | -21000 | -21000 | -21000 | -21000 | -21000 | -21000 | -21000 | -21000 | -21000 | -21000 | -21000 | -21000 | -21000 | -21000 | -21000 | -105000 | -105000 | -105000 | -105000 | -105000 | -105000 | -105000
18 | 38 | 9 | Reduced Air Travel | 2010$ | 2554543.5641 | 0 | 123606.7769 | 124003.004 | 124307.0398 | 124563.3538 | 124789.1709 | 187489.9879 | 187771.5968 | 188033.712 | 188279.896 | 188512.7426 | 188734.2099 | 188945.8193 | 189148.7805 | 189344.0745 | 189532.5095 | 189714.7613 | 189891.4013 | 190062.918 | 190229.733 | 190392.2128 | 190550.679 | 190705.415 | 190856.6724 | 191004.6758 | 191149.6267 | 191291.7063 | 191431.079 | 191567.8937 | 191702.2863 | 191834.3811 | 191964.2921 | 192092.1241 | 192217.9738 | 192341.9307 | 192464.0778 | 192584.492 | 192703.2451 | 192820.4039 | 192936.0311 | 876364.3637 | 944685.6268 | 949431.3232 | 953509.655 | 957142.5919 | 960450.7017 | 963508.2499
18 | 38 | 10 | Reduced Automobile Reliance Strategies | 2010$ | -2165760.9659 | 0 | 0 | -102475 | -104950 | -107425 | -109900 | -112375 | -164850 | -167325 | -169800 | -172275 | -174750 | -174750 | -174750 | -174750 | -174750 | -174750 | -174750 | -174750 | -174750 | -174750 | -174750 | -174750 | -174750 | -174750 | -174750 | -174750 | -174750 | -174750 | -174750 | -174750 | -174750 | -174750 | -174750 | -174750 | -174750 | -174750 | -174750 | -174750 | -174750 | -724250 | -871275 | -873750 | -873750 | -873750 | -873750 | -873750
18 | 38 | 11 | Waste Reduction | 2010$ | 43933.9021 | 0 | 0 | 3148 | 3148 | 3148 | 3148 | 3148 | 3148 | 3148 | 3148 | 3148 | 3148 | 3148 | 3148 | 3148 | 3148 | 3148 | 3148 | 3148 | 3148 | 3148 | 3148 | 3148 | 3148 | 3148 | 3148 | 3148 | 3148 | 3148 | 3148 | 3148 | 3148 | 3148 | 3148 | 3148 | 3148 | 3148 | 3148 | 3148 | 3148 | 15740 | 15740 | 15740 | 15740 | 15740 | 15740 | 15740
18 | 38 | 12 | Steam Line Improvements | 2010$ | 0 | 0 | 0 | 0 | 0 | 0 | 0 | 0 | 0 | 0 | 0 | 0 | 0 | 0 | 0 | 0 | 0 | 0 | 0 | 0 | 0 | 0 | 0 | 0 | 0 | 0 | 0 | 0 | 0 | 0 | 0 | 0 | 0 | 0 | 0 | 0 | 0 | 0 | 0 | 0 | 0 | 0 | 0 | 0 | 0 | 0 | 0 | 0
18 | 38 | 13 | Coal to Natural Gas Conversion @ Steam Plant | 2010$ | 0 | 0 | 0 | 0 | 0 | 0 | 0 | 0 | 0 | 0 | 0 | 0 | 0 | 0 | 0 | 0 | 0 | 0 | 0 | 0 | 0 | 0 | 0 | 0 | 0 | 0 | 0 | 0 | 0 | 0 | 0 | 0 | 0 | 0 | 0 | 0 | 0 | 0 | 0 | 0 | 0 | 0 | 0 | 0 | 0 | 0 | 0 | 0
18 | 38 | 14 | On-site Wind | 2010$ | 0 | 0 | 0 | 0 | 0 | 0 | 0 | 0 | 0 | 0 | 0 | 0 | 0 | 0 | 0 | 0 | 0 | 0 | 0 | 0 | 0 | 0 | 0 | 0 | 0 | 0 | 0 | 0 | 0 | 0 | 0 | 0 | 0 | 0 | 0 | 0 | 0 | 0 | 0 | 0 | 0 | 0 | 0 | 0 | 0 | 0 | 0 | 0
18 | 38 | 15 | Solar DHW | 2010$ | 0 | 0 | 0 | 0 | 0 | 0 | 0 | 0 | 0 | 0 | 0 | 0 | 0 | 0 | 0 | 0 | 0 | 0 | 0 | 0 | 0 | 0 | 0 | 0 | 0 | 0 | 0 | 0 | 0 | 0 | 0 | 0 | 0 | 0 | 0 | 0 | 0 | 0 | 0 | 0 | 0 | 0 | 0 | 0 | 0 | 0 | 0 | 0
18 | 38 | 16 | Geo Exchange | 2010$ | -369754.7595 | 0 | 0 | 0 | -15000 | -15000 | -30000 | -30000 | -30000 | -30000 | -30000 | -30000 | -30000 | -30000 | -30000 | -30000 | -30000 | -30000 | -30000 | -30000 | -30000 | -30000 | -30000 | -30000 | -30000 | -30000 | -30000 | -30000 | -30000 | -30000 | -30000 | -30000 | -30000 | -30000 | -30000 | -30000 | -30000 | -30000 | -30000 | -30000 | -30000 | -150000 | -150000 | -150000 | -150000 | -150000 | -150000 | -150000
18 | 38 | 17 | Rooftop Solar PV | 2010$ | 0 | 0 | 0 | 0 | 0 | 0 | 0 | 0 | 0 | 0 | 0 | 0 | 0 | 0 | 0 | 0 | 0 | 0 | 0 | 0 | 0 | 0 | 0 | 0 | 0 | 0 | 0 | 0 | 0 | 0 | 0 | 0 | 0 | 0 | 0 | 0 | 0 | 0 | 0 | 0 | 0 | 0 | 0 | 0 | 0 | 0 | 0 | 0
18 | 38 | 18 | Blank | 2010$ | 0 | 0 | 0 | 0 | 0 | 0 | 0 | 0 | 0 | 0 | 0 | 0 | 0 | 0 | 0 | 0 | 0 | 0 | 0 | 0 | 0 | 0 | 0 | 0 | 0 | 0 | 0 | 0 | 0 | 0 | 0 | 0 | 0 | 0 | 0 | 0 | 0 | 0 | 0 | 0 | 0 | 0 | 0 | 0 | 0 | 0 | 0 | 0
18 | 38 | 19 | Blank | 2010$ | 0 | 0 | 0 | 0 | 0 | 0 | 0 | 0 | 0 | 0 | 0 | 0 | 0 | 0 | 0 | 0 | 0 | 0 | 0 | 0 | 0 | 0 | 0 | 0 | 0 | 0 | 0 | 0 | 0 | 0 | 0 | 0 | 0 | 0 | 0 | 0 | 0 | 0 | 0 | 0 | 0 | 0 | 0 | 0 | 0 | 0 | 0 | 0
18 | 38 | 20 | Blank | 2010$ | 0 | 0 | 0 | 0 | 0 | 0 | 0 | 0 | 0 | 0 | 0 | 0 | 0 | 0 | 0 | 0 | 0 | 0 | 0 | 0 | 0 | 0 | 0 | 0 | 0 | 0 | 0 | 0 | 0 | 0 | 0 | 0 | 0 | 0 | 0 | 0 | 0 | 0 | 0 | 0 | 0 | 0 | 0 | 0 | 0 | 0 | 0 | 0
18 | 38 | 21 | Blank | 2010$ | 0 | 0 | 0 | 0 | 0 | 0 | 0 | 0 | 0 | 0 | 0 | 0 | 0 | 0 | 0 | 0 | 0 | 0 | 0 | 0 | 0 | 0 | 0 | 0 | 0 | 0 | 0 | 0 | 0 | 0 | 0 | 0 | 0 | 0 | 0 | 0 | 0 | 0 | 0 | 0 | 0 | 0 | 0 | 0 | 0 | 0 | 0 | 0
18 | 38 | 22 | Blank | 2010$ | 0 | 0 | 0 | 0 | 0 | 0 | 0 | 0 | 0 | 0 | 0 | 0 | 0 | 0 | 0 | 0 | 0 | 0 | 0 | 0 | 0 | 0 | 0 | 0 | 0 | 0 | 0 | 0 | 0 | 0 | 0 | 0 | 0 | 0 | 0 | 0 | 0 | 0 | 0 | 0 | 0 | 0 | 0 | 0 | 0 | 0 | 0 | 0
18 | 38 | 23 | Blank | 2010$ | 0 | 0 | 0 | 0 | 0 | 0 | 0 | 0 | 0 | 0 | 0 | 0 | 0 | 0 | 0 | 0 | 0 | 0 | 0 | 0 | 0 | 0 | 0 | 0 | 0 | 0 | 0 | 0 | 0 | 0 | 0 | 0 | 0 | 0 | 0 | 0 | 0 | 0 | 0 | 0 | 0 | 0 | 0 | 0 | 0 | 0 | 0 | 0
18 | 38 | 24 | Blank | 2010$ | 0 | 0 | 0 | 0 | 0 | 0 | 0 | 0 | 0 | 0 | 0 | 0 | 0 | 0 | 0 | 0 | 0 | 0 | 0 | 0 | 0 | 0 | 0 | 0 | 0 | 0 | 0 | 0 | 0 | 0 | 0 | 0 | 0 | 0 | 0 | 0 | 0 | 0 | 0 | 0 | 0 | 0 | 0 | 0 | 0 | 0 | 0 | 0
18 | 38 | 25 | Blank | 2010$ | 0 | 0 | 0 | 0 | 0 | 0 | 0 | 0 | 0 | 0 | 0 | 0 | 0 | 0 | 0 | 0 | 0 | 0 | 0 | 0 | 0 | 0 | 0 | 0 | 0 | 0 | 0 | 0 | 0 | 0 | 0 | 0 | 0 | 0 | 0 | 0 | 0 | 0 | 0 | 0 | 0 | 0 | 0 | 0 | 0 | 0 | 0 | 0
18 | 38 | 26 | Blank | 2010$ | 0 | 0 | 0 | 0 | 0 | 0 | 0 | 0 | 0 | 0 | 0 | 0 | 0 | 0 | 0 | 0 | 0 | 0 | 0 | 0 | 0 | 0 | 0 | 0 | 0 | 0 | 0 | 0 | 0 | 0 | 0 | 0 | 0 | 0 | 0 | 0 | 0 | 0 | 0 | 0 | 0 | 0 | 0 | 0 | 0 | 0 | 0 | 0
18 | 38 | 27 | Blank | 2010$ | 0 | 0 | 0 | 0 | 0 | 0 | 0 | 0 | 0 | 0 | 0 | 0 | 0 | 0 | 0 | 0 | 0 | 0 | 0 | 0 | 0 | 0 | 0 | 0 | 0 | 0 | 0 | 0 | 0 | 0 | 0 | 0 | 0 | 0 | 0 | 0 | 0 | 0 | 0 | 0 | 0 | 0 | 0 | 0 | 0 | 0 | 0 | 0
18 | 38 | 28 | Blank | 2010$ | 0 | 0 | 0 | 0 | 0 | 0 | 0 | 0 | 0 | 0 | 0 | 0 | 0 | 0 | 0 | 0 | 0 | 0 | 0 | 0 | 0 | 0 | 0 | 0 | 0 | 0 | 0 | 0 | 0 | 0 | 0 | 0 | 0 | 0 | 0 | 0 | 0 | 0 | 0 | 0 | 0 | 0 | 0 | 0 | 0 | 0 | 0 | 0
18 | 38 | 29 | Sustainability Driven-Master Plan | 2010$ | -537861.8709 | 0 | -600000 | 0 | 0 | 0 | 0 | 0 | 0 | 0 | 0 | 0 | 0 | 0 | 0 | 0 | 0 | 0 | 0 | 0 | 0 | 0 | 0 | 0 | 0 | 0 | 0 | 0 | 0 | 0 | 0 | 0 | 0 | 0 | 0 | 0 | 0 | 0 | 0 | 0 | 0 | 0 | 0 | 0 | 0 | 0 | 0 | 0
18 | 38 | 30 | Research and Curriculum | 2010$ | -4867919.5727 | -200000 | -315000 | -315000 | -315000 | -315000 | -315000 | -315000 | -315000 | -315000 | -315000 | -315000 | -315000 | -315000 | -315000 | -315000 | -315000 | -315000 | -315000 | -315000 | -315000 | -315000 | -315000 | -315000 | -315000 | -315000 | -315000 | -315000 | -315000 | -315000 | -315000 | -315000 | -315000 | -315000 | -315000 | -315000 | -315000 | -315000 | -315000 | -315000 | -315000 | -1575000 | -1575000 | -1575000 | -1575000 | -1575000 | -1575000 | -1575000
|  |  | Incremental OPEX | 2010$ | 37365704.5506 | -200000 | -782035.8789 | 216712.0203 | 397219.7282 | 592679.7143 | 780109.2035 | 1045013.6926 | 1247498.9736 | 1449964.7609 | 1652414.617 | 1854851.1357 | 2057276.2751 | 2262166.5566 | 2467048.1899 | 2671922.1559 | 2876789.2631 | 3081650.187 | 3286505.4991 | 3491355.6879 | 3696201.1749 | 3901042.3269 | 4105879.4652 | 4310712.8732 | 4515542.8027 | 4720369.4783 | 4925193.1012 | 5130013.853 | 5334831.8977 | 5539647.3845 | 5744460.4492 | 5949271.2161 | 6154079.7992 | 6358886.3033 | 6563690.8251 | 6768493.4542 | 6973294.2733 | 7178093.3596 | 7382890.7848 | 7587686.6158 | 7792480.915 | 6175001.2476 | 11313264.3132 | 16432501.812 | 21553546.9463 | 26674146.6856 | 31794421.5979 | 36914445.9485
18 | 39 | 1 | Behavior Change | 2010$ | 0 | 0 | 0 | 0 | 0 | 0 | 0 | 0 | 0 | 0 | 0 | 0 | 0 | 0 | 0 | 0 | 0 | 0 | 0 | 0 | 0 | 0 | 0 | 0 | 0 | 0 | 0 | 0 | 0 | 0 | 0 | 0 | 0 | 0 | 0 | 0 | 0 | 0 | 0 | 0 | 0 | 0 | 0 | 0 | 0 | 0 | 0 | 0
18 | 39 | 2 | Building Design & Construction Standards | 2010$ | 0 | 0 | 0 | 0 | 0 | 0 | 0 | 0 | 0 | 0 | 0 | 0 | 0 | 0 | 0 | 0 | 0 | 0 | 0 | 0 | 0 | 0 | 0 | 0 | 0 | 0 | 0 | 0 | 0 | 0 | 0 | 0 | 0 | 0 | 0 | 0 | 0 | 0 | 0 | 0 | 0 | 0 | 0 | 0 | 0 | 0 | 0 | 0
18 | 39 | 3 | Space Planning & Management | 2010$ | 0 | 0 | 0 | 0 | 0 | 0 | 0 | 0 | 0 | 0 | 0 | 0 | 0 | 0 | 0 | 0 | 0 | 0 | 0 | 0 | 0 | 0 | 0 | 0 | 0 | 0 | 0 | 0 | 0 | 0 | 0 | 0 | 0 | 0 | 0 | 0 | 0 | 0 | 0 | 0 | 0 | 0 | 0 | 0 | 0 | 0 | 0 | 0
18 | 39 | 4 | Central Chiller Expansion | 2010$ | 0 | 0 | 0 | 0 | 0 | 0 | 0 | 0 | 0 | 0 | 0 | 0 | 0 | 0 | 0 | 0 | 0 | 0 | 0 | 0 | 0 | 0 | 0 | 0 | 0 | 0 | 0 | 0 | 0 | 0 | 0 | 0 | 0 | 0 | 0 | 0 | 0 | 0 | 0 | 0 | 0 | 0 | 0 | 0 | 0 | 0 | 0 | 0
18 | 39 | 5 | Short-term Energy Conservation Measures | 2010$ | 0 | 0 | 0 | 0 | 0 | 0 | 0 | 0 | 0 | 0 | 0 | 0 | 0 | 0 | 0 | 0 | 0 | 0 | 0 | 0 | 0 | 0 | 0 | 0 | 0 | 0 | 0 | 0 | 0 | 0 | 0 | 0 | 0 | 0 | 0 | 0 | 0 | 0 | 0 | 0 | 0 | 0 | 0 | 0 | 0 | 0 | 0 | 0
18 | 39 | 6 | Mid-term Energy Conservation Measures | 2010$ | 0 | 0 | 0 | 0 | 0 | 0 | 0 | 0 | 0 | 0 | 0 | 0 | 0 | 0 | 0 | 0 | 0 | 0 | 0 | 0 | 0 | 0 | 0 | 0 | 0 | 0 | 0 | 0 | 0 | 0 | 0 | 0 | 0 | 0 | 0 | 0 | 0 | 0 | 0 | 0 | 0 | 0 | 0 | 0 | 0 | 0 | 0 | 0
18 | 39 | 7 | Long-term Energy Conservation Measures | 2010$ | 0 | 0 | 0 | 0 | 0 | 0 | 0 | 0 | 0 | 0 | 0 | 0 | 0 | 0 | 0 | 0 | 0 | 0 | 0 | 0 | 0 | 0 | 0 | 0 | 0 | 0 | 0 | 0 | 0 | 0 | 0 | 0 | 0 | 0 | 0 | 0 | 0 | 0 | 0 | 0 | 0 | 0 | 0 | 0 | 0 | 0 | 0 | 0
18 | 39 | 8 | Green IT | 2010$ | 0 | 0 | 0 | 0 | 0 | 0 | 0 | 0 | 0 | 0 | 0 | 0 | 0 | 0 | 0 | 0 | 0 | 0 | 0 | 0 | 0 | 0 | 0 | 0 | 0 | 0 | 0 | 0 | 0 | 0 | 0 | 0 | 0 | 0 | 0 | 0 | 0 | 0 | 0 | 0 | 0 | 0 | 0 | 0 | 0 | 0 | 0 | 0
18 | 39 | 9 | Reduced Air Travel | 2010$ | 0 | 0 | 0 | 0 | 0 | 0 | 0 | 0 | 0 | 0 | 0 | 0 | 0 | 0 | 0 | 0 | 0 | 0 | 0 | 0 | 0 | 0 | 0 | 0 | 0 | 0 | 0 | 0 | 0 | 0 | 0 | 0 | 0 | 0 | 0 | 0 | 0 | 0 | 0 | 0 | 0 | 0 | 0 | 0 | 0 | 0 | 0 | 0
18 | 39 | 10 | Reduced Automobile Reliance Strategies | 2010$ | 0 | 0 | 0 | 0 | 0 | 0 | 0 | 0 | 0 | 0 | 0 | 0 | 0 | 0 | 0 | 0 | 0 | 0 | 0 | 0 | 0 | 0 | 0 | 0 | 0 | 0 | 0 | 0 | 0 | 0 | 0 | 0 | 0 | 0 | 0 | 0 | 0 | 0 | 0 | 0 | 0 | 0 | 0 | 0 | 0 | 0 | 0 | 0
18 | 39 | 11 | Waste Reduction | 2010$ | 0 | 0 | 0 | 0 | 0 | 0 | 0 | 0 | 0 | 0 | 0 | 0 | 0 | 0 | 0 | 0 | 0 | 0 | 0 | 0 | 0 | 0 | 0 | 0 | 0 | 0 | 0 | 0 | 0 | 0 | 0 | 0 | 0 | 0 | 0 | 0 | 0 | 0 | 0 | 0 | 0 | 0 | 0 | 0 | 0 | 0 | 0 | 0
18 | 39 | 12 | Steam Line Improvements | 2010$ | 0 | 0 | 0 | 0 | 0 | 0 | 0 | 0 | 0 | 0 | 0 | 0 | 0 | 0 | 0 | 0 | 0 | 0 | 0 | 0 | 0 | 0 | 0 | 0 | 0 | 0 | 0 | 0 | 0 | 0 | 0 | 0 | 0 | 0 | 0 | 0 | 0 | 0 | 0 | 0 | 0 | 0 | 0 | 0 | 0 | 0 | 0 | 0
18 | 39 | 13 | Coal to Natural Gas Conversion @ Steam Plant | 2010$ | 0 | 0 | 0 | 0 | 0 | 0 | 0 | 0 | 0 | 0 | 0 | 0 | 0 | 0 | 0 | 0 | 0 | 0 | 0 | 0 | 0 | 0 | 0 | 0 | 0 | 0 | 0 | 0 | 0 | 0 | 0 | 0 | 0 | 0 | 0 | 0 | 0 | 0 | 0 | 0 | 0 | 0 | 0 | 0 | 0 | 0 | 0 | 0
18 | 39 | 14 | On-site Wind | 2010$ | 0 | 0 | 0 | 0 | 0 | 0 | 0 | 0 | 0 | 0 | 0 | 0 | 0 | 0 | 0 | 0 | 0 | 0 | 0 | 0 | 0 | 0 | 0 | 0 | 0 | 0 | 0 | 0 | 0 | 0 | 0 | 0 | 0 | 0 | 0 | 0 | 0 | 0 | 0 | 0 | 0 | 0 | 0 | 0 | 0 | 0 | 0 | 0
18 | 39 | 15 | Solar DHW | 2010$ | 0 | 0 | 0 | 0 | 0 | 0 | 0 | 0 | 0 | 0 | 0 | 0 | 0 | 0 | 0 | 0 | 0 | 0 | 0 | 0 | 0 | 0 | 0 | 0 | 0 | 0 | 0 | 0 | 0 | 0 | 0 | 0 | 0 | 0 | 0 | 0 | 0 | 0 | 0 | 0 | 0 | 0 | 0 | 0 | 0 | 0 | 0 | 0
18 | 39 | 16 | Geo Exchange | 2010$ | 0 | 0 | 0 | 0 | 0 | 0 | 0 | 0 | 0 | 0 | 0 | 0 | 0 | 0 | 0 | 0 | 0 | 0 | 0 | 0 | 0 | 0 | 0 | 0 | 0 | 0 | 0 | 0 | 0 | 0 | 0 | 0 | 0 | 0 | 0 | 0 | 0 | 0 | 0 | 0 | 0 | 0 | 0 | 0 | 0 | 0 | 0 | 0
18 | 39 | 17 | Rooftop Solar PV | 2010$ | 0 | 0 | 0 | 0 | 0 | 0 | 0 | 0 | 0 | 0 | 0 | 0 | 0 | 0 | 0 | 0 | 0 | 0 | 0 | 0 | 0 | 0 | 0 | 0 | 0 | 0 | 0 | 0 | 0 | 0 | 0 | 0 | 0 | 0 | 0 | 0 | 0 | 0 | 0 | 0 | 0 | 0 | 0 | 0 | 0 | 0 | 0 | 0
18 | 39 | 18 | Blank | 2010$ | 0 | 0 | 0 | 0 | 0 | 0 | 0 | 0 | 0 | 0 | 0 | 0 | 0 | 0 | 0 | 0 | 0 | 0 | 0 | 0 | 0 | 0 | 0 | 0 | 0 | 0 | 0 | 0 | 0 | 0 | 0 | 0 | 0 | 0 | 0 | 0 | 0 | 0 | 0 | 0 | 0 | 0 | 0 | 0 | 0 | 0 | 0 | 0
18 | 39 | 19 | Blank | 2010$ | 0 | 0 | 0 | 0 | 0 | 0 | 0 | 0 | 0 | 0 | 0 | 0 | 0 | 0 | 0 | 0 | 0 | 0 | 0 | 0 | 0 | 0 | 0 | 0 | 0 | 0 | 0 | 0 | 0 | 0 | 0 | 0 | 0 | 0 | 0 | 0 | 0 | 0 | 0 | 0 | 0 | 0 | 0 | 0 | 0 | 0 | 0 | 0
18 | 39 | 20 | Blank | 2010$ | 0 | 0 | 0 | 0 | 0 | 0 | 0 | 0 | 0 | 0 | 0 | 0 | 0 | 0 | 0 | 0 | 0 | 0 | 0 | 0 | 0 | 0 | 0 | 0 | 0 | 0 | 0 | 0 | 0 | 0 | 0 | 0 | 0 | 0 | 0 | 0 | 0 | 0 | 0 | 0 | 0 | 0 | 0 | 0 | 0 | 0 | 0 | 0
18 | 39 | 21 | Blank | 2010$ | 0 | 0 | 0 | 0 | 0 | 0 | 0 | 0 | 0 | 0 | 0 | 0 | 0 | 0 | 0 | 0 | 0 | 0 | 0 | 0 | 0 | 0 | 0 | 0 | 0 | 0 | 0 | 0 | 0 | 0 | 0 | 0 | 0 | 0 | 0 | 0 | 0 | 0 | 0 | 0 | 0 | 0 | 0 | 0 | 0 | 0 | 0 | 0
18 | 39 | 22 | Blank | 2010$ | 0 | 0 | 0 | 0 | 0 | 0 | 0 | 0 | 0 | 0 | 0 | 0 | 0 | 0 | 0 | 0 | 0 | 0 | 0 | 0 | 0 | 0 | 0 | 0 | 0 | 0 | 0 | 0 | 0 | 0 | 0 | 0 | 0 | 0 | 0 | 0 | 0 | 0 | 0 | 0 | 0 | 0 | 0 | 0 | 0 | 0 | 0 | 0
18 | 39 | 23 | Blank | 2010$ | 0 | 0 | 0 | 0 | 0 | 0 | 0 | 0 | 0 | 0 | 0 | 0 | 0 | 0 | 0 | 0 | 0 | 0 | 0 | 0 | 0 | 0 | 0 | 0 | 0 | 0 | 0 | 0 | 0 | 0 | 0 | 0 | 0 | 0 | 0 | 0 | 0 | 0 | 0 | 0 | 0 | 0 | 0 | 0 | 0 | 0 | 0 | 0
18 | 39 | 24 | Blank | 2010$ | 0 | 0 | 0 | 0 | 0 | 0 | 0 | 0 | 0 | 0 | 0 | 0 | 0 | 0 | 0 | 0 | 0 | 0 | 0 | 0 | 0 | 0 | 0 | 0 | 0 | 0 | 0 | 0 | 0 | 0 | 0 | 0 | 0 | 0 | 0 | 0 | 0 | 0 | 0 | 0 | 0 | 0 | 0 | 0 | 0 | 0 | 0 | 0
18 | 39 | 25 | Blank | 2010$ | 0 | 0 | 0 | 0 | 0 | 0 | 0 | 0 | 0 | 0 | 0 | 0 | 0 | 0 | 0 | 0 | 0 | 0 | 0 | 0 | 0 | 0 | 0 | 0 | 0 | 0 | 0 | 0 | 0 | 0 | 0 | 0 | 0 | 0 | 0 | 0 | 0 | 0 | 0 | 0 | 0 | 0 | 0 | 0 | 0 | 0 | 0 | 0
18 | 39 | 26 | Blank | 2010$ | 0 | 0 | 0 | 0 | 0 | 0 | 0 | 0 | 0 | 0 | 0 | 0 | 0 | 0 | 0 | 0 | 0 | 0 | 0 | 0 | 0 | 0 | 0 | 0 | 0 | 0 | 0 | 0 | 0 | 0 | 0 | 0 | 0 | 0 | 0 | 0 | 0 | 0 | 0 | 0 | 0 | 0 | 0 | 0 | 0 | 0 | 0 | 0
18 | 39 | 27 | Blank | 2010$ | 0 | 0 | 0 | 0 | 0 | 0 | 0 | 0 | 0 | 0 | 0 | 0 | 0 | 0 | 0 | 0 | 0 | 0 | 0 | 0 | 0 | 0 | 0 | 0 | 0 | 0 | 0 | 0 | 0 | 0 | 0 | 0 | 0 | 0 | 0 | 0 | 0 | 0 | 0 | 0 | 0 | 0 | 0 | 0 | 0 | 0 | 0 | 0
18 | 39 | 28 | Blank | 2010$ | 0 | 0 | 0 | 0 | 0 | 0 | 0 | 0 | 0 | 0 | 0 | 0 | 0 | 0 | 0 | 0 | 0 | 0 | 0 | 0 | 0 | 0 | 0 | 0 | 0 | 0 | 0 | 0 | 0 | 0 | 0 | 0 | 0 | 0 | 0 | 0 | 0 | 0 | 0 | 0 | 0 | 0 | 0 | 0 | 0 | 0 | 0 | 0
18 | 39 | 29 | Blank | 2010$ | 0 | 0 | 0 | 0 | 0 | 0 | 0 | 0 | 0 | 0 | 0 | 0 | 0 | 0 | 0 | 0 | 0 | 0 | 0 | 0 | 0 | 0 | 0 | 0 | 0 | 0 | 0 | 0 | 0 | 0 | 0 | 0 | 0 | 0 | 0 | 0 | 0 | 0 | 0 | 0 | 0 | 0 | 0 | 0 | 0 | 0 | 0 | 0
18 | 39 | 30 | Blank | 2010$ | 0 | 0 | 0 | 0 | 0 | 0 | 0 | 0 | 0 | 0 | 0 | 0 | 0 | 0 | 0 | 0 | 0 | 0 | 0 | 0 | 0 | 0 | 0 | 0 | 0 | 0 | 0 | 0 | 0 | 0 | 0 | 0 | 0 | 0 | 0 | 0 | 0 | 0 | 0 | 0 | 0 | 0 | 0 | 0 | 0 | 0 | 0 | 0
|  |  | Other Revenue (Expense) | 2010$ | 0 | 0 | 0 | 0 | 0 | 0 | 0 | 0 | 0 | 0 | 0 | 0 | 0 | 0 | 0 | 0 | 0 | 0 | 0 | 0 | 0 | 0 | 0 | 0 | 0 | 0 | 0 | 0 | 0 | 0 | 0 | 0 | 0 | 0 | 0 | 0 | 0 | 0 | 0 | 0 | 0 | 0 | 0 | 0 | 0 | 0 | 0 | 0
18 | 40 | 1 | Behavior Change | 2010$ | 4572154.9945 | 0 | 0 | -46448.796 | 6568.7606 | 58816.4971 | 111097.0068 | 162678.6678 | 263757.2601 | 303910.4962 | 343634.9048 | 382919.7951 | 421754.4013 | 460127.8791 | 457434.5404 | 458222.4115 | 459000.3579 | 459768.3885 | 460526.5081 | 461274.7174 | 462013.013 | 462741.3876 | 463459.8303 | 464168.3266 | 464866.8584 | 466831.5749 | 468799.043 | 470769.3308 | 472742.5041 | 474718.6264 | 476697.7592 | 478679.9618 | 480665.2914 | 482653.8036 | 484645.5519 | 486640.5882 | 488638.9626 | 490640.7238 | 492645.9186 | 494654.5925 | 496666.7898 | 1185078.3357 | 2180459.0274 | 2302582.9849 | 2322067.9779 | 2363727.2635 | 2413285.1969 | 2463246.9872
18 | 40 | 2 | Building Design & Construction Standards | 2010$ | 9488027.3311 | 0 | -448837.0655 | -1955066.8519 | -430152.9545 | 146213.6435 | -998341.7481 | 456159.2943 | 511283.9553 | 567032.5638 | 623405.625 | 680403.8123 | 738027.9599 | 796279.0558 | 855158.2362 | 914666.7783 | 974806.0958 | 1035577.7329 | 1096983.3595 | 1159024.7666 | 1221703.8622 | 1285022.6664 | 1348983.3085 | 1413588.0225 | 1478839.1442 | 1544739.108 | 1611290.4433 | 1678495.7724 | 1746357.807 | 1814879.3465 | 1884063.2749 | 1953912.5587 | 2024430.2452 | 2095619.4599 | 2167483.4048 | 2240025.3569 | 2313248.666 | 2387156.7535 | 2461753.1107 | 2537041.2973 | 2613024.9404 | 1159539.6903 | 3984535.8425 | 5488095.8169 | 7071172.2496 | 8735086.6441 | 10481471.0255 | 12312224.7679
18 | 40 | 3 | Space Planning & Management | 2010$ | 474791606.0369 | 237052.0534 | 25809943.2848 | 26555684.1853 | 27003452.7461 | 27453264.1496 | 27905133.6792 | 28359076.7204 | 28815108.7606 | 29273245.3906 | 29733502.3047 | 30195895.3018 | 30660440.2853 | 31127153.2648 | 31596050.3557 | 32067147.7806 | 32540461.8698 | 33016009.0617 | 33493805.9037 | 33973869.053 | 34456215.2771 | 34940861.4542 | 35427824.5746 | 35917121.7409 | 36408770.1687 | 36902787.1875 | 37399190.2412 | 37897996.889 | 38399224.8062 | 38902891.7844 | 39409015.7329 | 39917614.6789 | 40428706.7688 | 40942310.268 | 41458443.5629 | 41977125.1604 | 42498373.6896 | 43022207.902 | 43548646.6725 | 44077709.0002 | 44609414.0088 | 144086066.8555 | 155646686.9881 | 167480361.1652 | 179597365.126 | 192008319.4536 | 204724200.439 | 217756351.2732
18 | 40 | 4 | Central Chiller Expansion | 2010$ | 15511901.4537 | 0 | -600000 | 514021.3966 | -446247.9218 | 1437027.3781 | 957215.5131 | 1012293.5964 | 1038482.7585 | 976598.9246 | 1003239.8917 | 1030109.1661 | 1057208.3648 | 1084539.1154 | 1112103.0559 | 1139901.8348 | 1167937.1116 | 1196210.5562 | 1224723.8494 | 1253478.6829 | 1282476.7591 | 1311719.7918 | 1321015.8727 | 1477595.5165 | 1486984.7906 | 1146928.6803 | 1156412.0819 | 1827396.4417 | 1836974.9144 | 1934899.3798 | 1944573.8767 | 1954296.7461 | 1964068.2299 | 1973888.571 | 1983758.0139 | 1993676.8039 | 2003645.188 | 2013663.4139 | 2023731.731 | 2033850.3896 | 2044019.6416 | 4987830.6844 | 5423861.537 | 6124826.9592 | 6744244.652 | 8700256.6946 | 9869688.3648 | 10118910.364
18 | 40 | 5 | Short-term Energy Conservation Measures | 2010$ | 20838782.7617 | 0 | -68075.0758 | 256098.7895 | 582888.0655 | 912312.3516 | 1244391.3777 | 1640665.0043 | 1647318.734 | 1654005.7324 | 1660726.1658 | 1667480.2014 | 1674268.0071 | 1681089.7518 | 1687945.6053 | 1694835.7381 | 1701760.3215 | 1708719.5278 | 1715713.5302 | 1722742.5025 | 1729806.6198 | 1736906.0576 | 1744040.9926 | 1751211.6023 | 1758418.065 | 1765660.56 | 1772939.2676 | 1780254.3686 | 1787606.0452 | 1794994.4801 | 1802419.8573 | 1809882.3613 | 1817382.1778 | 1824919.4934 | 1832494.4956 | 1840107.3728 | 1847758.3144 | 1855447.5107 | 1863175.1529 | 1870941.4334 | 1878746.5453 | 7847107.0142 | 8405619.3036 | 8578742.5017 | 8756237.2775 | 8938214.0188 | 9124785.9008 | 9316068.9567
18 | 40 | 6 | Mid-term Energy Conservation Measures | 2010$ | 10900063.0556 | 0 | 0 | 0 | 0 | 0 | 0 | -559723.721 | -364435.2148 | -167365.5975 | 31498.4781 | 232170.4483 | 434663.8388 | 638992.2654 | 845169.4346 | 1605736.4612 | 1613095.7261 | 1620491.7872 | 1627924.8287 | 1635395.0354 | 1642902.5932 | 1650447.6887 | 1658030.5097 | 1665651.2448 | 1673310.0836 | 1681007.2166 | 1688742.8352 | 1696517.132 | 1704330.3002 | 1712182.5342 | 1720074.0295 | 1728004.9822 | 1735975.5897 | 1743986.0502 | 1752036.563 | 1760127.3283 | 1768258.5475 | 1776430.4228 | 1784643.1575 | 1792896.9559 | 1801192.0232 | -1060026.0552 | 3756732.4483 | 8139809.9707 | 8328446.7434 | 8521846.8311 | 8720130.5133 | 8923421.107
18 | 40 | 7 | Long-term Energy Conservation Measures | 2010$ | 3062993.3419 | 0 | 0 | 0 | 0 | 0 | 0 | 0 | 0 | 0 | 0 | 0 | 0 | 0 | 0 | -706802.7257 | -580821.0097 | -453909.9336 | -326062.533 | -197271.7971 | -67530.6684 | 63167.9578 | 194831.2332 | 327466.3573 | 461080.5773 | 1297766.5351 | 1302614.6128 | 1307486.9308 | 1312383.6104 | 1317304.7734 | 1322250.5422 | 1327221.0399 | 1332216.3901 | 1337236.717 | 1342282.1455 | 1347352.8012 | 1352448.8102 | 1357570.2992 | 1362717.3956 | 1367890.2276 | 1373088.9237 | 0 | -706802.7257 | -1625595.9417 | 2344312.6608 | 6562040.4696 | 6686309.0937 | 6813715.6563
18 | 40 | 8 | Green IT | 2010$ | 9612537.1158 | 0 | 0 | 219187.6629 | 450063.8691 | 683312.9494 | 696214.5141 | 699800.5867 | 703404.5896 | 707026.6126 | 710666.7456 | 714325.0794 | 718001.7048 | 721696.7133 | 725410.1969 | 729142.2478 | 732892.9591 | 736662.4239 | 740450.736 | 744257.9897 | 748084.2796 | 751929.701 | 755794.3495 | 759678.3213 | 763581.7129 | 767504.6214 | 771447.1446 | 775409.3803 | 779391.4272 | 783393.3843 | 787415.3512 | 791457.428 | 795519.7151 | 799602.3137 | 803705.3253 | 807828.8519 | 811972.9962 | 816137.8611 | 820323.5504 | 824530.1682 | 828757.819 | 3517113.0487 | 3608575.9421 | 3702348.3882 | 3798488.7061 | 3897056.6875 | 3998113.634 | 4101722.395
18 | 40 | 9 | Reduced Air Travel | 2010$ | 2554543.5641 | 0 | 123606.7769 | 124003.004 | 124307.0398 | 124563.3538 | 124789.1709 | 187489.9879 | 187771.5968 | 188033.712 | 188279.896 | 188512.7426 | 188734.2099 | 188945.8193 | 189148.7805 | 189344.0745 | 189532.5095 | 189714.7613 | 189891.4013 | 190062.918 | 190229.733 | 190392.2128 | 190550.679 | 190705.415 | 190856.6724 | 191004.6758 | 191149.6267 | 191291.7063 | 191431.079 | 191567.8937 | 191702.2863 | 191834.3811 | 191964.2921 | 192092.1241 | 192217.9738 | 192341.9307 | 192464.0778 | 192584.492 | 192703.2451 | 192820.4039 | 192936.0311 | 876364.3637 | 944685.6268 | 949431.3232 | 953509.655 | 957142.5919 | 960450.7017 | 963508.2499
18 | 40 | 10 | Reduced Automobile Reliance Strategies | 2010$ | -2165760.9659 | 0 | 0 | -102475 | -104950 | -107425 | -109900 | -112375 | -164850 | -167325 | -169800 | -172275 | -174750 | -174750 | -174750 | -174750 | -174750 | -174750 | -174750 | -174750 | -174750 | -174750 | -174750 | -174750 | -174750 | -174750 | -174750 | -174750 | -174750 | -174750 | -174750 | -174750 | -174750 | -174750 | -174750 | -174750 | -174750 | -174750 | -174750 | -174750 | -174750 | -724250 | -871275 | -873750 | -873750 | -873750 | -873750 | -873750
18 | 40 | 11 | Waste Reduction | 2010$ | 43933.9021 | 0 | 0 | 3148 | 3148 | 3148 | 3148 | 3148 | 3148 | 3148 | 3148 | 3148 | 3148 | 3148 | 3148 | 3148 | 3148 | 3148 | 3148 | 3148 | 3148 | 3148 | 3148 | 3148 | 3148 | 3148 | 3148 | 3148 | 3148 | 3148 | 3148 | 3148 | 3148 | 3148 | 3148 | 3148 | 3148 | 3148 | 3148 | 3148 | 3148 | 15740 | 15740 | 15740 | 15740 | 15740 | 15740 | 15740
18 | 40 | 12 | Steam Line Improvements | 2010$ | 4845763.9455 | 0 | -600000 | 318930.9882 | 325674.3829 | 331089.06 | 340270.0598 | 345795.673 | 351368.0355 | 356987.4767 | 362654.3282 | 368368.9235 | 374131.5983 | 379942.6907 | 385802.5408 | 391711.4907 | 397669.8851 | 403678.0707 | 409736.3964 | 415845.2133 | 422004.8751 | 428215.7373 | 434478.158 | 440792.4976 | 447159.1185 | 453578.3859 | 460050.667 | -133423.6686 | 473155.7512 | 479789.3008 | 486477.357 | 493220.299 | 500018.5085 | 506872.3696 | 513782.2688 | 520748.5953 | 527771.7404 | 534852.0983 | 541990.0654 | 549186.0409 | 556440.4265 | 1757075.5732 | 1899957.244 | 2048934.4406 | 2204223.8973 | 1766049.4073 | 2534642.0412 | 2710240.3715
18 | 40 | 13 | Coal to Natural Gas Conversion @ Steam Plant | 2010$ | -4228976.1406 | 0 | 0 | 0 | 0 | 0 | -303812.5534 | -308746.1366 | -313721.4603 | -318738.8185 | -323798.5073 | -328900.8245 | -334046.0699 | -339234.5453 | -344466.5543 | -349742.4024 | -355062.3974 | -360426.8488 | -365836.0682 | -371290.3691 | -376790.067 | -382335.4797 | -387926.9268 | -393564.73 | -399249.213 | -404980.7017 | -410759.5241 | -416586.0102 | -422460.4921 | -428383.3043 | -434354.783 | -440375.267 | -446445.0969 | -452564.6157 | -458734.1686 | -464954.1029 | -471224.7682 | -477546.5163 | -483919.7013 | -490344.6794 | -496821.8093 | -1568817.4761 | -1696390.3965 | -1829405.7506 | -1968057.0512 | -2112544.1137 | -2263073.2511 | -2419857.4745
18 | 40 | 14 | On-site Wind | 2010$ | -169986.9536 | -100000 | -6057.54 | -5982.7077 | -5907.5012 | -5831.9187 | -5755.9583 | -5679.6181 | -5602.8962 | -5525.7907 | -5448.2997 | -5370.4212 | -5292.1533 | -5213.494 | -5134.4415 | -5054.9937 | -4975.1487 | -4894.9044 | -4814.2589 | -4733.2102 | -4651.7563 | -4569.8951 | -4487.6245 | -4404.9427 | -4321.8474 | -4238.3366 | -4154.4083 | -4070.0603 | -3985.2906 | -3900.0971 | -3814.4776 | -3728.43 | -3641.9521 | -3555.0419 | -3467.6971 | -3379.9156 | -3291.6951 | -3203.0336 | -3113.9288 | -3024.3784 | -2934.3803 | -28012.563 | -26065.5036 | -24069.2785 | -22022.6463 | -19924.3339 | -17773.0366 | -15567.4163
18 | 40 | 15 | Solar DHW | 2010$ | -4192.9153 | 0 | -61400 | 4365.7751 | 4387.604 | 4409.542 | 4431.5897 | 4453.7476 | 4476.0164 | 4498.3965 | 4520.8884 | 4543.4929 | 4566.2104 | 4589.0414 | 4611.9866 | 4635.0465 | 4658.2218 | 4681.5129 | 4704.9205 | 4728.4451 | 4752.0873 | 4775.8477 | 4799.727 | 4823.7256 | 4847.8442 | 4872.0834 | 4896.4439 | -56479.0739 | 4945.5307 | 4970.2584 | 4995.1097 | 5020.0852 | 5045.1856 | 5070.4116 | 5095.7636 | 5121.2424 | 5146.8486 | 5172.5829 | 5198.4458 | 5224.438 | 5250.5602 | 22380.6386 | 22945.7778 | 23525.1875 | 24119.2279 | -36671.7314 | 25352.6884 | 25992.8756
18 | 40 | 16 | Geo Exchange | 2010$ | -58357.2278 | 0 | 0 | -862500 | 49582.3514 | -812594.7368 | 100459.579 | 101111.8769 | 101767.4363 | 102426.2735 | 103088.4049 | 103753.8469 | 104422.6161 | 105094.7292 | 105770.2029 | 106449.0539 | 107131.2991 | 107816.9556 | 108506.0404 | 109198.5706 | 109894.5635 | 110594.0363 | 111297.0065 | 112003.4915 | 112713.509 | 113427.0765 | 114144.2119 | 114864.9329 | 115589.2576 | 116317.2039 | 117048.7899 | 117784.0339 | 118522.954 | 119265.5688 | 120011.8967 | 120761.9561 | 121515.7659 | 122273.3447 | 123034.7115 | 123799.885 | 124568.8845 | 508853.5707 | 525490.449 | 542547.4293 | 560035.1197 | 577964.3963 | 596346.4095 | 615192.5916
18 | 40 | 17 | Rooftop Solar PV | 2010$ | -2480359.4055 | 0 | 0 | 0 | 0 | -4243000 | 61044.9883 | 61350.2133 | 61656.9643 | 61965.2491 | 62275.0754 | 62586.4508 | 62899.383 | 63213.8799 | 63529.9493 | 63847.5991 | 64166.8371 | 64487.6713 | 64810.1096 | 65134.1602 | 65459.831 | 65787.1301 | 66116.0658 | 66446.6461 | 66778.8793 | 67112.7737 | 67448.3376 | 67785.5793 | 68124.5072 | 68465.1297 | 68807.4554 | 69151.4926 | 69497.2501 | 69844.7364 | 70193.96 | 70544.9298 | 70897.6545 | 71252.1428 | 71608.4035 | 71966.4455 | 72326.2777 | 308292.4904 | 316077.2621 | 324058.6091 | 332241.495 | 340631.0091 | 349232.369 | 358050.9239
18 | 40 | 18 | Blank | 2010$ | 0 | 0 | 0 | 0 | 0 | 0 | 0 | 0 | 0 | 0 | 0 | 0 | 0 | 0 | 0 | 0 | 0 | 0 | 0 | 0 | 0 | 0 | 0 | 0 | 0 | 0 | 0 | 0 | 0 | 0 | 0 | 0 | 0 | 0 | 0 | 0 | 0 | 0 | 0 | 0 | 0 | 0 | 0 | 0 | 0 | 0 | 0 | 0
18 | 40 | 19 | Blank | 2010$ | 0 | 0 | 0 | 0 | 0 | 0 | 0 | 0 | 0 | 0 | 0 | 0 | 0 | 0 | 0 | 0 | 0 | 0 | 0 | 0 | 0 | 0 | 0 | 0 | 0 | 0 | 0 | 0 | 0 | 0 | 0 | 0 | 0 | 0 | 0 | 0 | 0 | 0 | 0 | 0 | 0 | 0 | 0 | 0 | 0 | 0 | 0 | 0
18 | 40 | 20 | Blank | 2010$ | 0 | 0 | 0 | 0 | 0 | 0 | 0 | 0 | 0 | 0 | 0 | 0 | 0 | 0 | 0 | 0 | 0 | 0 | 0 | 0 | 0 | 0 | 0 | 0 | 0 | 0 | 0 | 0 | 0 | 0 | 0 | 0 | 0 | 0 | 0 | 0 | 0 | 0 | 0 | 0 | 0 | 0 | 0 | 0 | 0 | 0 | 0 | 0
18 | 40 | 21 | Blank | 2010$ | 0 | 0 | 0 | 0 | 0 | 0 | 0 | 0 | 0 | 0 | 0 | 0 | 0 | 0 | 0 | 0 | 0 | 0 | 0 | 0 | 0 | 0 | 0 | 0 | 0 | 0 | 0 | 0 | 0 | 0 | 0 | 0 | 0 | 0 | 0 | 0 | 0 | 0 | 0 | 0 | 0 | 0 | 0 | 0 | 0 | 0 | 0 | 0
18 | 40 | 22 | Blank | 2010$ | 0 | 0 | 0 | 0 | 0 | 0 | 0 | 0 | 0 | 0 | 0 | 0 | 0 | 0 | 0 | 0 | 0 | 0 | 0 | 0 | 0 | 0 | 0 | 0 | 0 | 0 | 0 | 0 | 0 | 0 | 0 | 0 | 0 | 0 | 0 | 0 | 0 | 0 | 0 | 0 | 0 | 0 | 0 | 0 | 0 | 0 | 0 | 0
18 | 40 | 23 | Blank | 2010$ | 0 | 0 | 0 | 0 | 0 | 0 | 0 | 0 | 0 | 0 | 0 | 0 | 0 | 0 | 0 | 0 | 0 | 0 | 0 | 0 | 0 | 0 | 0 | 0 | 0 | 0 | 0 | 0 | 0 | 0 | 0 | 0 | 0 | 0 | 0 | 0 | 0 | 0 | 0 | 0 | 0 | 0 | 0 | 0 | 0 | 0 | 0 | 0
18 | 40 | 24 | Blank | 2010$ | 0 | 0 | 0 | 0 | 0 | 0 | 0 | 0 | 0 | 0 | 0 | 0 | 0 | 0 | 0 | 0 | 0 | 0 | 0 | 0 | 0 | 0 | 0 | 0 | 0 | 0 | 0 | 0 | 0 | 0 | 0 | 0 | 0 | 0 | 0 | 0 | 0 | 0 | 0 | 0 | 0 | 0 | 0 | 0 | 0 | 0 | 0 | 0
18 | 40 | 25 | Blank | 2010$ | 0 | 0 | 0 | 0 | 0 | 0 | 0 | 0 | 0 | 0 | 0 | 0 | 0 | 0 | 0 | 0 | 0 | 0 | 0 | 0 | 0 | 0 | 0 | 0 | 0 | 0 | 0 | 0 | 0 | 0 | 0 | 0 | 0 | 0 | 0 | 0 | 0 | 0 | 0 | 0 | 0 | 0 | 0 | 0 | 0 | 0 | 0 | 0
18 | 40 | 26 | Blank | 2010$ | 0 | 0 | 0 | 0 | 0 | 0 | 0 | 0 | 0 | 0 | 0 | 0 | 0 | 0 | 0 | 0 | 0 | 0 | 0 | 0 | 0 | 0 | 0 | 0 | 0 | 0 | 0 | 0 | 0 | 0 | 0 | 0 | 0 | 0 | 0 | 0 | 0 | 0 | 0 | 0 | 0 | 0 | 0 | 0 | 0 | 0 | 0 | 0
18 | 40 | 27 | Blank | 2010$ | 0 | 0 | 0 | 0 | 0 | 0 | 0 | 0 | 0 | 0 | 0 | 0 | 0 | 0 | 0 | 0 | 0 | 0 | 0 | 0 | 0 | 0 | 0 | 0 | 0 | 0 | 0 | 0 | 0 | 0 | 0 | 0 | 0 | 0 | 0 | 0 | 0 | 0 | 0 | 0 | 0 | 0 | 0 | 0 | 0 | 0 | 0 | 0
18 | 40 | 28 | Blank | 2010$ | 0 | 0 | 0 | 0 | 0 | 0 | 0 | 0 | 0 | 0 | 0 | 0 | 0 | 0 | 0 | 0 | 0 | 0 | 0 | 0 | 0 | 0 | 0 | 0 | 0 | 0 | 0 | 0 | 0 | 0 | 0 | 0 | 0 | 0 | 0 | 0 | 0 | 0 | 0 | 0 | 0 | 0 | 0 | 0 | 0 | 0 | 0 | 0
18 | 40 | 29 | Sustainability Driven-Master Plan | 2010$ | -537861.8709 | 0 | -600000 | 0 | 0 | 0 | 0 | 0 | 0 | 0 | 0 | 0 | 0 | 0 | 0 | 0 | 0 | 0 | 0 | 0 | 0 | 0 | 0 | 0 | 0 | 0 | 0 | 0 | 0 | 0 | 0 | 0 | 0 | 0 | 0 | 0 | 0 | 0 | 0 | 0 | 0 | 0 | 0 | 0 | 0 | 0 | 0 | 0
18 | 40 | 30 | Research and Curriculum | 2010$ | -4867919.5727 | -200000 | -315000 | -315000 | -315000 | -315000 | -315000 | -315000 | -315000 | -315000 | -315000 | -315000 | -315000 | -315000 | -315000 | -315000 | -315000 | -315000 | -315000 | -315000 | -315000 | -315000 | -315000 | -315000 | -315000 | -315000 | -315000 | -315000 | -315000 | -315000 | -315000 | -315000 | -315000 | -315000 | -315000 | -315000 | -315000 | -315000 | -315000 | -315000 | -315000 | -1575000 | -1575000 | -1575000 | -1575000 | -1575000 | -1575000 | -1575000
|  |  | Incremental Cash Flow w/o Compliance Savings | 2010$ | 541708892.4509 | -62947.9466 | 23234180.3804 | 24707966.446 | 27247814.4419 | 25670305.2694 | 29815385.219 | 31732498.8929 | 32525934.5363 | 33224923.6213 | 34016593.9017 | 34812671.0153 | 35613178.3565 | 36420614.1669 | 37191931.8891 | 37817438.3952 | 38525652.6385 | 39237984.7631 | 39954462.7236 | 40675114.6784 | 41399969.0021 | 42129054.2947 | 42842205.7561 | 43706681.2352 | 44428034.3639 | 45507399.441 | 46107609.0241 | 46711107.651 | 47979209.7575 | 48677488.6943 | 49290770.1615 | 49907374.3518 | 50527323.5492 | 51150640.2295 | 51777347.0601 | 52407466.8996 | 53041022.7983 | 53678037.9977 | 54318535.9305 | 54962540.2203 | 55610074.6821 | 161315336.1712 | 181855833.8231 | 199793183.8057 | 218613375.0909 | 238766185.2884 | 255770152.0902 | 271610211.6289
18 | 23 | 1 | Behavior Change | 2010$ | 1665440.4871 | 0 | 0 | 0 | 0 | 0 | 17496.0828 | 25005.6239 | 33877.5295 | 42891.3063 | 53072.1286 | 64439.5038 | 77828.2692 | 92632.8203 | 100800.75 | 109838.872 | 119096.9731 | 129539.5954 | 140241.0687 | 151181.333 | 162340.6373 | 173699.5385 | 186697.3421 | 199927.7801 | 211621.3795 | 222272.2 | 233119.0455 | 245823.8867 | 258439.3561 | 270931.2493 | 283271.8554 | 296196.5899 | 308672.3316 | 320614.3263 | 334059.3764 | 349314.0644 | 366818.4406 | 385478.5084 | 405439.8087 | 426859.7022 | 449905.9576 | 172342.6711 | 445540.2153 | 702399.6075 | 994218.2401 | 1291585.393 | 1608856.6887 | 2034502.4175
18 | 23 | 2 | Building Design & Construction Standards | 2010$ | 6813058.1047 | 0 | 0 | 0 | 0 | 0 | 73487.2638 | 89816.9068 | 108087.7658 | 128379.447 | 150768.1552 | 175326.7098 | 204278.3983 | 235932.0809 | 270364.9383 | 307648.8878 | 347850.5911 | 394013.9353 | 443675.3103 | 496899.9583 | 553746.3085 | 614265.9789 | 683845.8474 | 757823.275 | 829399.522 | 897801.4809 | 969689.3516 | 1052263.978 | 1137645.7231 | 1225665.7272 | 1316168.27 | 1412623.1423 | 1510209.9145 | 1608355.4034 | 1717349.5515 | 1839387.1683 | 1977540.7429 | 2126646.4081 | 2287989.1013 | 2462999.204 | 2653252.4563 | 550539.5387 | 1193551.0151 | 2236186.1034 | 3783136.1041 | 5701433.0498 | 8087925.18 | 11508427.9126
18 | 23 | 3 | Space Planning & Management | 2010$ | 21886802.8986 | 0 | 0 | 0 | 0 | 0 | 122735.4754 | 165286.3922 | 215327.8316 | 273260.3585 | 339466.7646 | 414312.3183 | 503453.2369 | 603325.5553 | 714332.4454 | 836851.0689 | 971232.8099 | 1126329.2048 | 1295633.8046 | 1479504.7558 | 1678267.6251 | 1892215.6062 | 2138313.8062 | 2402585.3163 | 2663330.5193 | 2917369.2472 | 3185908.3772 | 3492929.7499 | 3812785.1651 | 4144862.6694 | 4488578.2646 | 4855797.3181 | 5230036.4076 | 5609131.3234 | 6029016.3722 | 6497952.0037 | 7027451.5088 | 7599782.4663 | 8219918.8314 | 8893418.7346 | 9626429.9058 | 1116076.8223 | 3072274.6249 | 6550968.2002 | 12013814.4952 | 19125064.2263 | 28221933.425 | 41367001.447
18 | 23 | 4 | Central Chiller Expansion | 2010$ | 2371417.3733 | 0 | 0 | 0 | 0 | 0 | 41243.7156 | 55317.8031 | 63735.1738 | 72660.2911 | 82093.0134 | 92032.863 | 103571.0485 | 115738.1059 | 128529.7258 | 141941.0438 | 155966.6461 | 171901.7789 | 188568.167 | 205956.6967 | 224057.5314 | 242860.1147 | 261971.2484 | 281550.2083 | 299101.5712 | 314525.7904 | 330266.7132 | 348683.1473 | 367019.5297 | 385227.2659 | 403266.7524 | 422185.9026 | 440513.8873 | 458127.6863 | 477938.9406 | 500395.4191 | 526138.6756 | 553610.4862 | 583027.1819 | 614623.2778 | 648649.5662 | 315049.9969 | 581812.787 | 946450.8201 | 1400008.9329 | 1834463.4085 | 2299161.836 | 2926049.1877
18 | 23 | 5 | Short-term Energy Conservation Measures | 2010$ | 6161159.3489 | 0 | 0 | 0 | 0 | 0 | 139422.9822 | 160936.5063 | 183453.3679 | 206942.4724 | 231373.0493 | 256714.6597 | 285952.1725 | 316317.9796 | 347766.5844 | 380252.804 | 413731.7704 | 451577.1235 | 490597.4367 | 530735.666 | 571935.0736 | 614139.2219 | 662467.029 | 711977.8645 | 756361.3583 | 795365.7785 | 835171.0717 | 881742.1382 | 928110.7714 | 974154.0871 | 1019771.937 | 1067614.2605 | 1113961.6579 | 1158503.0386 | 1208601.295 | 1265388.735 | 1330487.7058 | 1399957.8057 | 1474346.0872 | 1554245.5873 | 1640290.5039 | 922128.3781 | 1587004.2003 | 2458577.0702 | 3540311.2521 | 4638950.0052 | 5814068.9871 | 7399327.6899
18 | 23 | 6 | Mid-term Energy Conservation Measures | 2010$ | 5416909.234 | 0 | 0 | 0 | 0 | 0 | 0 | 19388.4165 | 44202.1563 | 74792.6049 | 111496.3198 | 154635.2302 | 206696.1665 | 266753.2315 | 335170.3617 | 366479.9195 | 398746.2665 | 435220.8482 | 472827.8325 | 511512.2416 | 551219.3928 | 591894.8926 | 638472.2503 | 686189.7867 | 728965.6955 | 766557.3624 | 804920.8945 | 849805.1413 | 894494.287 | 938869.8983 | 982835.4543 | 1028944.9128 | 1073613.5919 | 1116541.6688 | 1164825.3495 | 1219555.9294 | 1282296.9935 | 1349250.863 | 1420944.7759 | 1497950.2893 | 1580878.63 | 249879.4975 | 1329734.9094 | 2369526.5816 | 3412079.9876 | 4470925.6754 | 5603481.4524 | 7131321.5517
18 | 23 | 7 | Long-term Energy Conservation Measures | 2010$ | 3054066.3959 | 0 | 0 | 0 | 0 | 0 | 0 | 0 | 0 | 0 | 0 | 0 | 0 | 0 | 0 | 27963.2591 | 60850.511 | 99625.0494 | 144311.3962 | 195147.7913 | 252355.8303 | 316140.5734 | 389735.187 | 471220.7035 | 556217.5598 | 584900.8646 | 614173.1202 | 648420.8309 | 682519.675 | 716379.2851 | 749926.0136 | 785108.5889 | 819191.8165 | 851946.9246 | 888788.4814 | 930549.1702 | 978422.0424 | 1029509.3819 | 1084213.4832 | 1142970.4576 | 1206246.6853 | 0 | 27963.2591 | 752290.5782 | 2318214.8883 | 3411418.9249 | 4275584.9817 | 5441362.0505
18 | 23 | 8 | Green IT | 2010$ | 2626853.7435 | 0 | 0 | 0 | 0 | 0 | 59443.9718 | 68616.4146 | 78216.6373 | 88231.3827 | 98647.5315 | 109452.1058 | 121917.7256 | 134864.4016 | 148272.7361 | 162123.4649 | 176397.4584 | 192533.0916 | 209169.6773 | 226282.8945 | 243848.5525 | 261842.5888 | 282447.4902 | 303556.7842 | 322479.9998 | 339109.8094 | 356081.0769 | 375936.9796 | 395706.5734 | 415337.4658 | 434786.9579 | 455184.8699 | 474945.4097 | 493935.9415 | 515295.6865 | 539507.4121 | 567262.8174 | 596881.8845 | 628597.8529 | 662663.5684 | 699349.4254 | 393155.9379 | 676630.434 | 1048231.6744 | 1509436.6724 | 1977849.0536 | 2478869.3197 | 3154755.5486
18 | 23 | 9 | Reduced Air Travel | 2010$ | 387375.5298 | 0 | 0 | 0 | 0 | 0 | 5766.4987 | 10000.7732 | 11417.1187 | 12896.9282 | 14438.3528 | 16039.5548 | 17887.3068 | 19808.9791 | 21801.7987 | 23863.0017 | 25989.8345 | 28394.4843 | 30876.7444 | 33433.096 | 36060.0278 | 38754.0366 | 41838.4607 | 45001.858 | 47845.1158 | 50351.4323 | 52911.4699 | 55903.4572 | 58886.1538 | 61851.6529 | 64793.4758 | 67879.9854 | 70874.7636 | 73757.7509 | 76997.7402 | 80667.5495 | 84871.4218 | 89358.7711 | 94164.9757 | 99328.4276 | 104890.2306 | 54519.6716 | 99400.6412 | 154754.1871 | 223790.9034 | 294346.2096 | 370177.7896 | 472613.8269
18 | 23 | 10 | Reduced Automobile Reliance Strategies | 2010$ | 0 | 0 | 0 | 0 | 0 | 0 | 0 | 0 | 0 | 0 | 0 | 0 | 0 | 0 | 0 | 0 | 0 | 0 | 0 | 0 | 0 | 0 | 0 | 0 | 0 | 0 | 0 | 0 | 0 | 0 | 0 | 0 | 0 | 0 | 0 | 0 | 0 | 0 | 0 | 0 | 0 | 0 | 0 | 0 | 0 | 0 | 0 | 0
18 | 23 | 11 | Waste Reduction | 2010$ | 93740.37 | 0 | 0 | 0 | 0 | 0 | 1672.2603 | 2416.4951 | 2758.4356 | 3115.6956 | 3487.8269 | 3874.3847 | 4320.4813 | 4784.4152 | 5265.5169 | 5763.1189 | 6276.5564 | 6857.0714 | 7456.3126 | 8073.4305 | 8707.5776 | 9357.9081 | 10102.4971 | 10866.1396 | 11552.468 | 12157.4305 | 12775.3564 | 13497.5668 | 14217.5243 | 14933.3207 | 15643.3925 | 16388.3888 | 17111.2306 | 17807.0761 | 18589.1045 | 19474.8934 | 20489.6066 | 21572.7453 | 22732.8492 | 23979.1854 | 25321.6752 | 13450.7135 | 24007.917 | 37370.9486 | 54036.4433 | 71067.1607 | 89370.6933 | 114096.0617
18 | 23 | 12 | Steam Line Improvements | 2010$ | 1748796.2418 | 0 | 0 | 0 | 0 | 0 | 32877.9387 | 38375.5434 | 44228.5083 | 50437.1926 | 57001.7074 | 63921.9216 | 71956.1462 | 80431.4718 | 89345.1362 | 98693.9787 | 108474.4443 | 119587.803 | 131215.0207 | 143349.9857 | 155986.0677 | 169116.1208 | 184171.1945 | 199813.171 | 214263.7931 | 227410.522 | 240994.0658 | 256757.7016 | 272707.4823 | 288805.3751 | 305018.8514 | 322144.1436 | 339066.7423 | 355679.3108 | 374247.5057 | 395168.8983 | 419007.331 | 444577.2263 | 472088.333 | 501771.0158 | 533875.2919 | 222920.8905 | 404348.6546 | 658613.3214 | 994774.8014 | 1364283.4762 | 1786306.6007 | 2371319.198
18 | 23 | 13 | Coal to Natural Gas Conversion @ Steam Plant | 2010$ | 9766919.3668 | 0 | 0 | 0 | 0 | 0 | 183621.2639 | 214325.0478 | 247013.4966 | 281688.6163 | 318351.0272 | 356999.9976 | 401870.6473 | 449204.8194 | 498987.0865 | 551199.7961 | 605823.0947 | 667890.5187 | 732827.814 | 800600.8463 | 871172.5866 | 944503.125 | 1028584.7852 | 1115944.2607 | 1196650.0962 | 1270073.7675 | 1345937.0236 | 1433975.9593 | 1523054.5025 | 1612960.2429 | 1703511.5105 | 1799155.2133 | 1893666.8854 | 1986447.0575 | 2090149.2832 | 2206993.9734 | 2340130.1526 | 2482936.4441 | 2636584.2814 | 2802360.2376 | 2981660.6438 | 1244999.4518 | 2258262.3469 | 3678314.8602 | 5555756.0347 | 7619439.2389 | 9976412.4129 | 13243671.7594
18 | 23 | 14 | On-site Wind | 2010$ | 55920.3859 | 0 | 0 | 0 | 0 | 0 | 1265.4415 | 1460.7042 | 1665.0735 | 1878.2671 | 2100.0058 | 2330.0132 | 2595.381 | 2870.9894 | 3156.4257 | 3451.2796 | 3755.144 | 4098.6388 | 4452.798 | 4817.1037 | 5191.0409 | 5574.0974 | 6012.7339 | 6462.108 | 6864.9448 | 7218.9597 | 7580.2436 | 8002.9355 | 8423.79 | 8841.6919 | 9255.7321 | 9689.9622 | 10110.624 | 10514.8939 | 10969.5995 | 11485.0181 | 12075.8743 | 12706.4042 | 13381.5728 | 14106.7627 | 14887.7302 | 8369.4921 | 14404.0889 | 22314.7253 | 32132.8439 | 42104.393 | 52770.0978 | 67158.3441
18 | 23 | 15 | Solar DHW | 2010$ | 18922.062 | 0 | 0 | 0 | 0 | 0 | 428.1938 | 494.2658 | 563.4193 | 635.5587 | 710.5895 | 788.4183 | 878.2121 | 971.4711 | 1068.0556 | 1167.8268 | 1270.6469 | 1386.877 | 1506.7156 | 1629.9876 | 1756.5186 | 1886.1353 | 2034.559 | 2186.616 | 2322.9259 | 2442.7157 | 2564.9651 | 2707.9935 | 2850.4002 | 2991.8077 | 3131.9086 | 3278.8412 | 3421.1827 | 3557.9775 | 3711.8385 | 3886.2433 | 4086.1743 | 4299.5298 | 4527.99 | 4773.3762 | 5037.6361 | 2832.0271 | 4873.984 | 7550.7458 | 10872.9519 | 14247.0751 | 17856.0832 | 22724.7064
18 | 23 | 16 | Geo Exchange | 2010$ | 611893.3151 | 0 | 0 | 0 | 0 | 0 | 13846.7431 | 15983.351 | 18219.605 | 20552.4169 | 22978.7308 | 25495.5237 | 28399.2367 | 31415.0059 | 34538.3127 | 37764.6699 | 41089.6213 | 44848.2189 | 48723.5072 | 52709.8209 | 56801.5252 | 60993.015 | 65792.6737 | 70709.8244 | 75117.7551 | 78991.465 | 82944.7133 | 87569.9019 | 92174.986 | 96747.7613 | 101278.2815 | 106029.7246 | 110632.6997 | 115056.3108 | 120031.801 | 125671.6251 | 132136.9059 | 139036.3038 | 146424.1491 | 154359.3391 | 162904.8589 | 91580.8468 | 157612.7489 | 244172.6936 | 351604.7331 | 460715.644 | 577422.1612 | 734861.5566
18 | 23 | 17 | Rooftop Solar PV | 2010$ | 223582.0008 | 0 | 0 | 0 | 0 | 0 | 5059.5136 | 5840.2168 | 6657.33 | 7509.7249 | 8396.2849 | 9315.9053 | 10376.904 | 11478.8472 | 12620.084 | 13798.9748 | 15013.8913 | 16387.2595 | 17803.2656 | 19259.8398 | 20754.923 | 22286.4672 | 24040.2326 | 25836.9288 | 27447.5592 | 28862.9886 | 30307.4809 | 31997.496 | 33680.165 | 35351.0285 | 37006.4524 | 38742.6 | 40424.4984 | 42040.8583 | 43858.8714 | 45919.628 | 48282.0012 | 50802.9982 | 53502.4708 | 56401.9397 | 59524.4193 | 33463.0702 | 57590.7154 | 89219.1793 | 128474.1764 | 168342.6227 | 210986.4562 | 268513.8293
18 | 23 | 18 | Blank | 2010$ | 0 | 0 | 0 | 0 | 0 | 0 | 0 | 0 | 0 | 0 | 0 | 0 | 0 | 0 | 0 | 0 | 0 | 0 | 0 | 0 | 0 | 0 | 0 | 0 | 0 | 0 | 0 | 0 | 0 | 0 | 0 | 0 | 0 | 0 | 0 | 0 | 0 | 0 | 0 | 0 | 0 | 0 | 0 | 0 | 0 | 0 | 0 | 0
18 | 23 | 19 | Blank | 2010$ | 0 | 0 | 0 | 0 | 0 | 0 | 0 | 0 | 0 | 0 | 0 | 0 | 0 | 0 | 0 | 0 | 0 | 0 | 0 | 0 | 0 | 0 | 0 | 0 | 0 | 0 | 0 | 0 | 0 | 0 | 0 | 0 | 0 | 0 | 0 | 0 | 0 | 0 | 0 | 0 | 0 | 0 | 0 | 0 | 0 | 0 | 0 | 0
18 | 23 | 20 | Blank | 2010$ | 0 | 0 | 0 | 0 | 0 | 0 | 0 | 0 | 0 | 0 | 0 | 0 | 0 | 0 | 0 | 0 | 0 | 0 | 0 | 0 | 0 | 0 | 0 | 0 | 0 | 0 | 0 | 0 | 0 | 0 | 0 | 0 | 0 | 0 | 0 | 0 | 0 | 0 | 0 | 0 | 0 | 0 | 0 | 0 | 0 | 0 | 0 | 0
18 | 23 | 21 | Blank | 2010$ | 0 | 0 | 0 | 0 | 0 | 0 | 0 | 0 | 0 | 0 | 0 | 0 | 0 | 0 | 0 | 0 | 0 | 0 | 0 | 0 | 0 | 0 | 0 | 0 | 0 | 0 | 0 | 0 | 0 | 0 | 0 | 0 | 0 | 0 | 0 | 0 | 0 | 0 | 0 | 0 | 0 | 0 | 0 | 0 | 0 | 0 | 0 | 0
18 | 23 | 22 | Blank | 2010$ | 0 | 0 | 0 | 0 | 0 | 0 | 0 | 0 | 0 | 0 | 0 | 0 | 0 | 0 | 0 | 0 | 0 | 0 | 0 | 0 | 0 | 0 | 0 | 0 | 0 | 0 | 0 | 0 | 0 | 0 | 0 | 0 | 0 | 0 | 0 | 0 | 0 | 0 | 0 | 0 | 0 | 0 | 0 | 0 | 0 | 0 | 0 | 0
18 | 23 | 23 | Blank | 2010$ | 0 | 0 | 0 | 0 | 0 | 0 | 0 | 0 | 0 | 0 | 0 | 0 | 0 | 0 | 0 | 0 | 0 | 0 | 0 | 0 | 0 | 0 | 0 | 0 | 0 | 0 | 0 | 0 | 0 | 0 | 0 | 0 | 0 | 0 | 0 | 0 | 0 | 0 | 0 | 0 | 0 | 0 | 0 | 0 | 0 | 0 | 0 | 0
18 | 23 | 24 | Blank | 2010$ | 0 | 0 | 0 | 0 | 0 | 0 | 0 | 0 | 0 | 0 | 0 | 0 | 0 | 0 | 0 | 0 | 0 | 0 | 0 | 0 | 0 | 0 | 0 | 0 | 0 | 0 | 0 | 0 | 0 | 0 | 0 | 0 | 0 | 0 | 0 | 0 | 0 | 0 | 0 | 0 | 0 | 0 | 0 | 0 | 0 | 0 | 0 | 0
18 | 23 | 25 | Blank | 2010$ | 0 | 0 | 0 | 0 | 0 | 0 | 0 | 0 | 0 | 0 | 0 | 0 | 0 | 0 | 0 | 0 | 0 | 0 | 0 | 0 | 0 | 0 | 0 | 0 | 0 | 0 | 0 | 0 | 0 | 0 | 0 | 0 | 0 | 0 | 0 | 0 | 0 | 0 | 0 | 0 | 0 | 0 | 0 | 0 | 0 | 0 | 0 | 0
18 | 23 | 26 | Blank | 2010$ | 0 | 0 | 0 | 0 | 0 | 0 | 0 | 0 | 0 | 0 | 0 | 0 | 0 | 0 | 0 | 0 | 0 | 0 | 0 | 0 | 0 | 0 | 0 | 0 | 0 | 0 | 0 | 0 | 0 | 0 | 0 | 0 | 0 | 0 | 0 | 0 | 0 | 0 | 0 | 0 | 0 | 0 | 0 | 0 | 0 | 0 | 0 | 0
18 | 23 | 27 | Blank | 2010$ | 0 | 0 | 0 | 0 | 0 | 0 | 0 | 0 | 0 | 0 | 0 | 0 | 0 | 0 | 0 | 0 | 0 | 0 | 0 | 0 | 0 | 0 | 0 | 0 | 0 | 0 | 0 | 0 | 0 | 0 | 0 | 0 | 0 | 0 | 0 | 0 | 0 | 0 | 0 | 0 | 0 | 0 | 0 | 0 | 0 | 0 | 0 | 0
18 | 23 | 28 | Blank | 2010$ | 0 | 0 | 0 | 0 | 0 | 0 | 0 | 0 | 0 | 0 | 0 | 0 | 0 | 0 | 0 | 0 | 0 | 0 | 0 | 0 | 0 | 0 | 0 | 0 | 0 | 0 | 0 | 0 | 0 | 0 | 0 | 0 | 0 | 0 | 0 | 0 | 0 | 0 | 0 | 0 | 0 | 0 | 0 | 0 | 0 | 0 | 0 | 0
18 | 23 | 29 | Blank | 2010$ | 0 | 0 | 0 | 0 | 0 | 0 | 0 | 0 | 0 | 0 | 0 | 0 | 0 | 0 | 0 | 0 | 0 | 0 | 0 | 0 | 0 | 0 | 0 | 0 | 0 | 0 | 0 | 0 | 0 | 0 | 0 | 0 | 0 | 0 | 0 | 0 | 0 | 0 | 0 | 0 | 0 | 0 | 0 | 0 | 0 | 0 | 0 | 0
18 | 23 | 30 | Blank | 2010$ | 0 | 0 | 0 | 0 | 0 | 0 | 0 | 0 | 0 | 0 | 0 | 0 | 0 | 0 | 0 | 0 | 0 | 0 | 0 | 0 | 0 | 0 | 0 | 0 | 0 | 0 | 0 | 0 | 0 | 0 | 0 | 0 | 0 | 0 | 0 | 0 | 0 | 0 | 0 | 0 | 0 | 0 | 0 | 0 | 0 | 0 | 0 | 0
|  |  | Avoided Compliance Risk | 2010$ | 62902856.8583 | 0 | 0 | 0 | 0 | 0 | 698367.3452 | 873264.4607 | 1059423.4492 | 1265872.2633 | 1494381.4876 | 1745679.1099 | 2041981.333 | 2366530.1745 | 2712019.958 | 3068801.9666 | 3451566.2599 | 3890191.4988 | 4359886.8715 | 4861095.4477 | 5394201.219 | 5959529.4204 | 6606527.3373 | 7291652.625 | 7949542.2633 | 8515411.8148 | 9105344.9693 | 9786018.8636 | 10482716.0847 | 11193910.5289 | 11918245.1101 | 12686964.4443 | 13456453.6439 | 14222017.5487 | 15074430.7973 | 16031317.7311 | 17117498.3947 | 18286408.2269 | 19547883.7444 | 20912811.105 | 22393105.6166 | 5391309.006 | 11935012.542 | 21956941.2969 | 36322663.4609 | 52486235.5567 | 71471184.1653 | 98257707.0876
18 | 40 | 1 | Behavior Change | 2010$ | 6237595.4817 | 0 | 0 | -46448.796 | 6568.7606 | 58816.4971 | 128593.0896 | 187684.2917 | 297634.7896 | 346801.8025 | 396707.0334 | 447359.2989 | 499582.6705 | 552760.6994 | 558235.2904 | 568061.2835 | 578097.3309 | 589307.9839 | 600767.5768 | 612456.0504 | 624353.6503 | 636440.9261 | 650157.1724 | 664096.1067 | 676488.2379 | 689103.7749 | 701918.0885 | 716593.2175 | 731181.8602 | 745649.8757 | 759969.6146 | 774876.5517 | 789337.623 | 803268.1299 | 818704.9284 | 835954.6526 | 855457.4032 | 876119.2321 | 898085.7272 | 921514.2948 | 946572.7474 | 1357421.0068 | 2625999.2427 | 3004982.5923 | 3316286.218 | 3655312.6565 | 4022141.8856 | 4497749.4047
18 | 40 | 2 | Building Design & Construction Standards | 2010$ | 16301085.4359 | 0 | -448837.0655 | -1955066.8519 | -430152.9545 | 146213.6435 | -924854.4842 | 545976.2012 | 619371.721 | 695412.0108 | 774173.7803 | 855730.5221 | 942306.3582 | 1032211.1368 | 1125523.1745 | 1222315.6661 | 1322656.6869 | 1429591.6681 | 1540658.6698 | 1655924.7249 | 1775450.1706 | 1899288.6453 | 2032829.1558 | 2171411.2975 | 2308238.6662 | 2442540.5889 | 2580979.7949 | 2730759.7504 | 2884003.5301 | 3040545.0737 | 3200231.5449 | 3366535.7011 | 3534640.1597 | 3703974.8633 | 3884832.9563 | 4079412.5251 | 4290789.4089 | 4513803.1616 | 4749742.212 | 5000040.5013 | 5266277.3967 | 1710079.2291 | 5178086.8576 | 7724281.9203 | 10854308.3537 | 14436519.694 | 18569396.2055 | 23820652.6804
18 | 40 | 3 | Space Planning & Management | 2010$ | 496678408.9355 | 237052.0534 | 25809943.2848 | 26555684.1853 | 27003452.7461 | 27453264.1496 | 28027869.1547 | 28524363.1126 | 29030436.5922 | 29546505.7491 | 30072969.0693 | 30610207.6201 | 31163893.5222 | 31730478.8201 | 32310382.8011 | 32903998.8495 | 33511694.6797 | 34142338.2665 | 34789439.7083 | 35453373.8088 | 36134482.9021 | 36833077.0604 | 37566138.3808 | 38319707.0572 | 39072100.688 | 39820156.4347 | 40585098.6184 | 41390926.6389 | 42212009.9713 | 43047754.4538 | 43897593.9975 | 44773411.997 | 45658743.1763 | 46551441.5914 | 47487459.9351 | 48475077.1641 | 49525825.1984 | 50621990.3683 | 51768565.504 | 52971127.7348 | 54235843.9147 | 145202143.6778 | 158718961.613 | 174031329.3655 | 191611179.6212 | 211133383.6798 | 232946133.864 | 259123352.7201
18 | 40 | 4 | Central Chiller Expansion | 2010$ | 17883318.827 | 0 | -600000 | 514021.3966 | -446247.9218 | 1437027.3781 | 998459.2286 | 1067611.3995 | 1102217.9324 | 1049259.2157 | 1085332.9051 | 1122142.0291 | 1160779.4133 | 1200277.2213 | 1240632.7817 | 1281842.8786 | 1323903.7577 | 1368112.3351 | 1413292.0164 | 1459435.3796 | 1506534.2906 | 1554579.9065 | 1582987.1211 | 1759145.7247 | 1786086.3618 | 1461454.4707 | 1486678.7951 | 2176079.589 | 2203994.444 | 2320126.6457 | 2347840.6292 | 2376482.6487 | 2404582.1172 | 2432016.2573 | 2461696.9545 | 2494072.223 | 2529783.8635 | 2567273.9001 | 2606758.9128 | 2648473.6674 | 2692669.2078 | 5302880.6813 | 6005674.324 | 7071277.7793 | 8144253.5849 | 10534720.1031 | 12168850.2008 | 13044959.5516
18 | 40 | 5 | Short-term Energy Conservation Measures | 2010$ | 26999942.1106 | 0 | -68075.0758 | 256098.7895 | 582888.0655 | 912312.3516 | 1383814.3599 | 1801601.5106 | 1830772.1019 | 1860948.2048 | 1892099.2151 | 1924194.8611 | 1960220.1796 | 1997407.7315 | 2035712.1897 | 2075088.542 | 2115492.0919 | 2160296.6513 | 2206310.9668 | 2253478.1685 | 2301741.6934 | 2351045.2794 | 2406508.0216 | 2463189.4668 | 2514779.4233 | 2561026.3385 | 2608110.3392 | 2661996.5068 | 2715716.8165 | 2769148.5672 | 2822191.7942 | 2877496.6217 | 2931343.8357 | 2983422.532 | 3041095.7906 | 3105496.1078 | 3178246.0202 | 3255405.3163 | 3337521.2401 | 3425187.0207 | 3519037.0492 | 8769235.3924 | 9992623.5039 | 11037319.5719 | 12296548.5296 | 13577164.024 | 14938854.8879 | 16715396.6465
18 | 40 | 6 | Mid-term Energy Conservation Measures | 2010$ | 16316972.2897 | 0 | 0 | 0 | 0 | 0 | 0 | -540335.3045 | -320233.0585 | -92572.9926 | 142994.7979 | 386805.6785 | 641360.0053 | 905745.4969 | 1180339.7963 | 1972216.3807 | 2011841.9926 | 2055712.6354 | 2100752.6612 | 2146907.2771 | 2194121.986 | 2242342.5814 | 2296502.76 | 2351841.0315 | 2402275.7791 | 2447564.579 | 2493663.7297 | 2546322.2733 | 2598824.5872 | 2651052.4326 | 2702909.4838 | 2756949.895 | 2809589.1816 | 2860527.719 | 2916861.9125 | 2979683.2577 | 3050555.541 | 3125681.2858 | 3205587.9334 | 3290847.2451 | 3382070.6532 | -810146.5577 | 5086467.3578 | 10509336.5523 | 11740526.731 | 12992772.5065 | 14323611.9657 | 16054742.6587
18 | 40 | 7 | Long-term Energy Conservation Measures | 2010$ | 6117059.7378 | 0 | 0 | 0 | 0 | 0 | 0 | 0 | 0 | 0 | 0 | 0 | 0 | 0 | 0 | -678839.4666 | -519970.4987 | -354284.8842 | -181751.1369 | -2124.0058 | 184825.162 | 379308.5313 | 584566.4202 | 798687.0608 | 1017298.137 | 1882667.3997 | 1916787.733 | 1955907.7617 | 1994903.2854 | 2033684.0585 | 2072176.5559 | 2112329.6288 | 2151408.2066 | 2189183.6416 | 2231070.6269 | 2277901.9714 | 2330870.8526 | 2387079.681 | 2446930.8789 | 2510860.6852 | 2579335.609 | 0 | -678839.4666 | -873305.3635 | 4662527.5491 | 9973459.3945 | 10961894.0753 | 12255077.7067
18 | 40 | 8 | Green IT | 2010$ | 12239390.8594 | 0 | 0 | 219187.6629 | 450063.8691 | 683312.9494 | 755658.4859 | 768417.0013 | 781621.227 | 795257.9953 | 809314.2771 | 823777.1852 | 839919.4304 | 856561.1149 | 873682.9329 | 891265.7128 | 909290.4175 | 929195.5155 | 949620.4133 | 970540.8842 | 991932.8322 | 1013772.2898 | 1038241.8398 | 1063235.1054 | 1086061.7127 | 1106614.4309 | 1127528.2215 | 1151346.3599 | 1175098.0006 | 1198730.8501 | 1222202.3091 | 1246642.2979 | 1270465.1248 | 1293538.2552 | 1319001.0118 | 1347336.264 | 1379235.8136 | 1413019.7456 | 1448921.4034 | 1487193.7366 | 1528107.2445 | 3910268.9865 | 4285206.3762 | 4750580.0627 | 5307925.3786 | 5874905.7411 | 6476982.9537 | 7256477.9436
18 | 40 | 9 | Reduced Air Travel | 2010$ | 2941919.0939 | 0 | 123606.7769 | 124003.004 | 124307.0398 | 124563.3538 | 130555.6696 | 197490.7611 | 199188.7156 | 200930.6402 | 202718.2488 | 204552.2974 | 206621.5168 | 208754.7984 | 210950.5792 | 213207.0762 | 215522.344 | 218109.2456 | 220768.1458 | 223496.014 | 226289.7608 | 229146.2494 | 232389.1397 | 235707.273 | 238701.7882 | 241356.1081 | 244061.0965 | 247195.1635 | 250317.2328 | 253419.5466 | 256495.7621 | 259714.3665 | 262839.0557 | 265849.8749 | 269215.714 | 273009.4802 | 277335.4996 | 281943.2631 | 286868.2208 | 292148.8315 | 297826.2617 | 930884.0353 | 1044086.268 | 1104185.5103 | 1177300.5584 | 1251488.8015 | 1330628.4913 | 1436122.0768
18 | 40 | 10 | Reduced Automobile Reliance Strategies | 2010$ | -2165760.9659 | 0 | 0 | -102475 | -104950 | -107425 | -109900 | -112375 | -164850 | -167325 | -169800 | -172275 | -174750 | -174750 | -174750 | -174750 | -174750 | -174750 | -174750 | -174750 | -174750 | -174750 | -174750 | -174750 | -174750 | -174750 | -174750 | -174750 | -174750 | -174750 | -174750 | -174750 | -174750 | -174750 | -174750 | -174750 | -174750 | -174750 | -174750 | -174750 | -174750 | -724250 | -871275 | -873750 | -873750 | -873750 | -873750 | -873750
18 | 40 | 11 | Waste Reduction | 2010$ | 137674.2721 | 0 | 0 | 3148 | 3148 | 3148 | 4820.2603 | 5564.4951 | 5906.4356 | 6263.6956 | 6635.8269 | 7022.3847 | 7468.4813 | 7932.4152 | 8413.5169 | 8911.1189 | 9424.5564 | 10005.0714 | 10604.3126 | 11221.4305 | 11855.5776 | 12505.9081 | 13250.4971 | 14014.1396 | 14700.468 | 15305.4305 | 15923.3564 | 16645.5668 | 17365.5243 | 18081.3207 | 18791.3925 | 19536.3888 | 20259.2306 | 20955.0761 | 21737.1045 | 22622.8934 | 23637.6066 | 24720.7453 | 25880.8492 | 27127.1854 | 28469.6752 | 29190.7135 | 39747.917 | 53110.9486 | 69776.4433 | 86807.1607 | 105110.6933 | 129836.0617
18 | 40 | 12 | Steam Line Improvements | 2010$ | 6594560.1873 | 0 | -600000 | 318930.9882 | 325674.3829 | 331089.06 | 373147.9986 | 384171.2164 | 395596.5438 | 407424.6694 | 419656.0356 | 432290.8451 | 446087.7445 | 460374.1626 | 475147.677 | 490405.4694 | 506144.3295 | 523265.8737 | 540951.4171 | 559195.199 | 577990.9428 | 597331.8581 | 618649.3526 | 640605.6685 | 661422.9117 | 680988.9079 | 701044.7328 | 123334.033 | 745863.2335 | 768594.6758 | 791496.2084 | 815364.4426 | 839085.2508 | 862551.6804 | 888029.7745 | 915917.4936 | 946779.0714 | 979429.3246 | 1014078.3984 | 1050957.0567 | 1090315.7184 | 1979996.4637 | 2304305.8986 | 2707547.762 | 3198998.6987 | 3130332.8835 | 4320948.6419 | 5081559.5695
18 | 40 | 13 | Coal to Natural Gas Conversion @ Steam Plant | 2010$ | 5537943.2263 | 0 | 0 | 0 | 0 | 0 | -120191.2895 | -94421.0888 | -66707.9637 | -37050.2022 | -5447.4801 | 28099.173 | 67824.5774 | 109970.2741 | 154520.5322 | 201457.3937 | 250760.6972 | 307463.6698 | 366991.7458 | 429310.4772 | 494382.5195 | 562167.6453 | 640657.8584 | 722379.5308 | 797400.8832 | 865093.0658 | 935177.4996 | 1017389.9491 | 1100594.0104 | 1184576.9386 | 1269156.7275 | 1358779.9463 | 1447221.7885 | 1533882.4418 | 1631415.1146 | 1742039.8705 | 1868905.3843 | 2005389.9278 | 2152664.5801 | 2312015.5582 | 2484838.8345 | -323818.0243 | 561871.9505 | 1848909.1097 | 3587698.9836 | 5506895.1252 | 7713339.1618 | 10823814.2849
18 | 40 | 14 | On-site Wind | 2010$ | -114066.5677 | -100000 | -6057.54 | -5982.7077 | -5907.5012 | -5831.9187 | -4490.5168 | -4218.9139 | -3937.8227 | -3647.5236 | -3348.2939 | -3040.4079 | -2696.7723 | -2342.5046 | -1978.0158 | -1603.7141 | -1220.0047 | -796.2656 | -361.4609 | 83.8934 | 539.2846 | 1004.2023 | 1525.1094 | 2057.1653 | 2543.0975 | 2980.6231 | 3425.8353 | 3932.8751 | 4438.4994 | 4941.5948 | 5441.2545 | 5961.5323 | 6468.6719 | 6959.852 | 7501.9025 | 8105.1025 | 8784.1792 | 9503.3705 | 10267.644 | 11082.3843 | 11953.3498 | -19643.0709 | -11661.4147 | -1754.5532 | 10110.1976 | 22180.059 | 34997.0612 | 51590.9278
18 | 40 | 15 | Solar DHW | 2010$ | 14729.1467 | 0 | -61400 | 4365.7751 | 4387.604 | 4409.542 | 4859.7835 | 4948.0135 | 5039.4357 | 5133.9551 | 5231.478 | 5331.9112 | 5444.4225 | 5560.5125 | 5680.0422 | 5802.8734 | 5928.8687 | 6068.3899 | 6211.6361 | 6358.4326 | 6508.6059 | 6661.9831 | 6834.286 | 7010.3415 | 7170.7701 | 7314.7991 | 7461.409 | -53771.0804 | 7795.9309 | 7962.0661 | 8127.0182 | 8298.9264 | 8466.3683 | 8628.3891 | 8807.6021 | 9007.4857 | 9233.0229 | 9472.1127 | 9726.4358 | 9997.8142 | 10288.1963 | 25212.6658 | 27819.7618 | 31075.9332 | 34992.1798 | -22424.6563 | 43208.7716 | 48717.582
18 | 40 | 16 | Geo Exchange | 2010$ | 553536.0873 | 0 | 0 | -862500 | 49582.3514 | -812594.7368 | 114306.3222 | 117095.2279 | 119987.0413 | 122978.6904 | 126067.1357 | 129249.3706 | 132821.8529 | 136509.7351 | 140308.5156 | 144213.7237 | 148220.9205 | 152665.1745 | 157229.5476 | 161908.3916 | 166696.0887 | 171587.0513 | 177089.6801 | 182713.3159 | 187831.264 | 192418.5415 | 197088.9252 | 202434.8349 | 207764.2436 | 213064.9652 | 218327.0715 | 223813.7585 | 229155.6537 | 234321.8796 | 240043.6977 | 246433.5813 | 253652.6718 | 261309.6485 | 269458.8605 | 278159.2241 | 287473.7433 | 600434.4175 | 683103.1979 | 786720.1229 | 911639.8529 | 1038680.0403 | 1173768.5707 | 1350054.1482
18 | 40 | 17 | Rooftop Solar PV | 2010$ | -2256777.4047 | 0 | 0 | 0 | 0 | -4243000 | 66104.5019 | 67190.43 | 68314.2943 | 69474.9741 | 70671.3603 | 71902.3561 | 73276.287 | 74692.7271 | 76150.0334 | 77646.5739 | 79180.7284 | 80874.9307 | 82613.3752 | 84394 | 86214.754 | 88073.5974 | 90156.2984 | 92283.5749 | 94226.4385 | 95975.7623 | 97755.8185 | 99783.0753 | 101804.6721 | 103816.1582 | 105813.9077 | 107894.0927 | 109921.7485 | 111885.5947 | 114052.8315 | 116464.5578 | 119179.6557 | 122055.1409 | 125110.8743 | 128368.3852 | 131850.6971 | 341755.5606 | 373667.9775 | 413277.7884 | 460715.6715 | 508973.6319 | 560218.8251 | 626564.7532
18 | 40 | 18 | Blank | 2010$ | 0 | 0 | 0 | 0 | 0 | 0 | 0 | 0 | 0 | 0 | 0 | 0 | 0 | 0 | 0 | 0 | 0 | 0 | 0 | 0 | 0 | 0 | 0 | 0 | 0 | 0 | 0 | 0 | 0 | 0 | 0 | 0 | 0 | 0 | 0 | 0 | 0 | 0 | 0 | 0 | 0 | 0 | 0 | 0 | 0 | 0 | 0 | 0
18 | 40 | 19 | Blank | 2010$ | 0 | 0 | 0 | 0 | 0 | 0 | 0 | 0 | 0 | 0 | 0 | 0 | 0 | 0 | 0 | 0 | 0 | 0 | 0 | 0 | 0 | 0 | 0 | 0 | 0 | 0 | 0 | 0 | 0 | 0 | 0 | 0 | 0 | 0 | 0 | 0 | 0 | 0 | 0 | 0 | 0 | 0 | 0 | 0 | 0 | 0 | 0 | 0
18 | 40 | 20 | Blank | 2010$ | 0 | 0 | 0 | 0 | 0 | 0 | 0 | 0 | 0 | 0 | 0 | 0 | 0 | 0 | 0 | 0 | 0 | 0 | 0 | 0 | 0 | 0 | 0 | 0 | 0 | 0 | 0 | 0 | 0 | 0 | 0 | 0 | 0 | 0 | 0 | 0 | 0 | 0 | 0 | 0 | 0 | 0 | 0 | 0 | 0 | 0 | 0 | 0
18 | 40 | 21 | Blank | 2010$ | 0 | 0 | 0 | 0 | 0 | 0 | 0 | 0 | 0 | 0 | 0 | 0 | 0 | 0 | 0 | 0 | 0 | 0 | 0 | 0 | 0 | 0 | 0 | 0 | 0 | 0 | 0 | 0 | 0 | 0 | 0 | 0 | 0 | 0 | 0 | 0 | 0 | 0 | 0 | 0 | 0 | 0 | 0 | 0 | 0 | 0 | 0 | 0
18 | 40 | 22 | Blank | 2010$ | 0 | 0 | 0 | 0 | 0 | 0 | 0 | 0 | 0 | 0 | 0 | 0 | 0 | 0 | 0 | 0 | 0 | 0 | 0 | 0 | 0 | 0 | 0 | 0 | 0 | 0 | 0 | 0 | 0 | 0 | 0 | 0 | 0 | 0 | 0 | 0 | 0 | 0 | 0 | 0 | 0 | 0 | 0 | 0 | 0 | 0 | 0 | 0
18 | 40 | 23 | Blank | 2010$ | 0 | 0 | 0 | 0 | 0 | 0 | 0 | 0 | 0 | 0 | 0 | 0 | 0 | 0 | 0 | 0 | 0 | 0 | 0 | 0 | 0 | 0 | 0 | 0 | 0 | 0 | 0 | 0 | 0 | 0 | 0 | 0 | 0 | 0 | 0 | 0 | 0 | 0 | 0 | 0 | 0 | 0 | 0 | 0 | 0 | 0 | 0 | 0
18 | 40 | 24 | Blank | 2010$ | 0 | 0 | 0 | 0 | 0 | 0 | 0 | 0 | 0 | 0 | 0 | 0 | 0 | 0 | 0 | 0 | 0 | 0 | 0 | 0 | 0 | 0 | 0 | 0 | 0 | 0 | 0 | 0 | 0 | 0 | 0 | 0 | 0 | 0 | 0 | 0 | 0 | 0 | 0 | 0 | 0 | 0 | 0 | 0 | 0 | 0 | 0 | 0
18 | 40 | 25 | Blank | 2010$ | 0 | 0 | 0 | 0 | 0 | 0 | 0 | 0 | 0 | 0 | 0 | 0 | 0 | 0 | 0 | 0 | 0 | 0 | 0 | 0 | 0 | 0 | 0 | 0 | 0 | 0 | 0 | 0 | 0 | 0 | 0 | 0 | 0 | 0 | 0 | 0 | 0 | 0 | 0 | 0 | 0 | 0 | 0 | 0 | 0 | 0 | 0 | 0
18 | 40 | 26 | Blank | 2010$ | 0 | 0 | 0 | 0 | 0 | 0 | 0 | 0 | 0 | 0 | 0 | 0 | 0 | 0 | 0 | 0 | 0 | 0 | 0 | 0 | 0 | 0 | 0 | 0 | 0 | 0 | 0 | 0 | 0 | 0 | 0 | 0 | 0 | 0 | 0 | 0 | 0 | 0 | 0 | 0 | 0 | 0 | 0 | 0 | 0 | 0 | 0 | 0
18 | 40 | 27 | Blank | 2010$ | 0 | 0 | 0 | 0 | 0 | 0 | 0 | 0 | 0 | 0 | 0 | 0 | 0 | 0 | 0 | 0 | 0 | 0 | 0 | 0 | 0 | 0 | 0 | 0 | 0 | 0 | 0 | 0 | 0 | 0 | 0 | 0 | 0 | 0 | 0 | 0 | 0 | 0 | 0 | 0 | 0 | 0 | 0 | 0 | 0 | 0 | 0 | 0
18 | 40 | 28 | Blank | 2010$ | 0 | 0 | 0 | 0 | 0 | 0 | 0 | 0 | 0 | 0 | 0 | 0 | 0 | 0 | 0 | 0 | 0 | 0 | 0 | 0 | 0 | 0 | 0 | 0 | 0 | 0 | 0 | 0 | 0 | 0 | 0 | 0 | 0 | 0 | 0 | 0 | 0 | 0 | 0 | 0 | 0 | 0 | 0 | 0 | 0 | 0 | 0 | 0
18 | 40 | 29 | Sustainability Driven-Master Plan | 2010$ | -537861.8709 | 0 | -600000 | 0 | 0 | 0 | 0 | 0 | 0 | 0 | 0 | 0 | 0 | 0 | 0 | 0 | 0 | 0 | 0 | 0 | 0 | 0 | 0 | 0 | 0 | 0 | 0 | 0 | 0 | 0 | 0 | 0 | 0 | 0 | 0 | 0 | 0 | 0 | 0 | 0 | 0 | 0 | 0 | 0 | 0 | 0 | 0 | 0
18 | 40 | 30 | Research and Curriculum | 2010$ | -4867919.5727 | -200000 | -315000 | -315000 | -315000 | -315000 | -315000 | -315000 | -315000 | -315000 | -315000 | -315000 | -315000 | -315000 | -315000 | -315000 | -315000 | -315000 | -315000 | -315000 | -315000 | -315000 | -315000 | -315000 | -315000 | -315000 | -315000 | -315000 | -315000 | -315000 | -315000 | -315000 | -315000 | -315000 | -315000 | -315000 | -315000 | -315000 | -315000 | -315000 | -315000 | -1575000 | -1575000 | -1575000 | -1575000 | -1575000 | -1575000 | -1575000
|  |  | Incremental Cash Flow w/ Compliance Savings | 2010$ | 604611749.3093 | -62947.9466 | 23234180.3804 | 24707966.446 | 27247814.4419 | 25670305.2694 | 30513752.5642 | 32605763.3536 | 33585357.9855 | 34490795.8846 | 35510975.3893 | 36558350.1252 | 37655159.6896 | 38787144.3414 | 39903951.8472 | 40886240.3618 | 41977218.8985 | 43128176.2618 | 44314349.5951 | 45536210.1261 | 46794170.2211 | 48088583.7151 | 49448733.0934 | 50998333.8602 | 52377576.6272 | 54022811.2558 | 55212953.9935 | 56497126.5146 | 58461925.8422 | 59871399.2232 | 61209015.2716 | 62594338.796 | 63983777.1931 | 65372657.7783 | 66851777.8574 | 68438784.6307 | 70158521.193 | 71964446.2246 | 73866419.6749 | 75875351.3253 | 78003180.2987 | 166706645.1772 | 193790846.3651 | 221750125.1026 | 254936038.5517 | 291252420.8452 | 327241336.2555 | 369867918.7165
|  |  | Cumulative Cash Flow | 2010$ |  | -62947.9466 | 23171232.4338 | 47879198.8798 | 75127013.3217 | 100797318.5911 | 131311071.1553 | 163916834.5089 | 197502192.4944 | 231992988.379 | 267503963.7683 | 304062313.8935 | 341717473.583 | 380504617.9244 | 420408569.7716 | 461294810.1334 | 503272029.0319 | 546400205.2937 | 590714554.8888 | 636250765.0149 | 683044935.236 | 731133518.9511 | 780582252.0446 | 831580585.9047 | 883958162.5319 | 937980973.7877 | 993193927.7812 | 1049691054.2958 | 1108152980.138 | 1168024379.3612 | 1229233394.6329 | 1291827733.4289 | 1355811510.622 | 1421184168.4003 | 1488035946.2577 | 1556474730.8884 | 1626633252.0814 | 1698597698.3059 | 1772464117.9808 | 1848339469.3061 | 1926342649.6049 | 267503963.7683 | 461294810.1334 | 683044935.236 | 937980973.7877 | 1229233394.6329 | 1556474730.8884 | 1926342649.6049
Offset |  |  | Incremental OPEX (Non-Fuel and Fuel) | Units | PV (2011$) | 2011 | 2012 | 2013 | 2014 | 2015 | 2016 | 2017 | 2018 | 2019 | 2020 | 2021 | 2022 | 2023 | 2024 | 2025 | 2026 | 2027 | 2028 | 2029 | 2030 | 2031 | 2032 | 2033 | 2034 | 2035 | 2036 | 2037 | 2038 | 2039 | 2040 | 2041 | 2042 | 2043 | 2044 | 2045 | 2046 | 2047 | 2048 | 2049 | 2050 | 2016-2020 | 2021-2025 | 2026-2030 | 2031-2035 | 2036-2040 | 2041-2045 | 2046-2050
18 | 36 | 1 | Behavior Change | 2010$ | 5460742.8145 | 0 | 0 | 53551.204 | 106568.7606 | 158816.4971 | 211097.0068 | 262678.6678 | 313757.2601 | 353910.4962 | 393634.9048 | 432919.7951 | 471754.4013 | 510127.8791 | 507434.5404 | 508222.4115 | 509000.3579 | 509768.3885 | 510526.5081 | 511274.7174 | 512013.013 | 512741.3876 | 513459.8303 | 514168.3266 | 514866.8584 | 516831.5749 | 518799.043 | 520769.3308 | 522742.5041 | 524718.6264 | 526697.7592 | 528679.9618 | 530665.2914 | 532653.8036 | 534645.5519 | 536640.5882 | 538638.9626 | 540640.7238 | 542645.9186 | 544654.5925 | 546666.7898 | 1535078.3357 | 2430459.0274 | 2552582.9849 | 2572067.9779 | 2613727.2635 | 2663285.1969 | 2713246.9872
18 | 36 | 2 | Building Design & Construction Standards | 2010$ | 19180497.9728 | 0 | 91394.6418 | 410164.8554 | 535078.7528 | 586445.3508 | 841889.9592 | 896391.0017 | 951515.6626 | 1007264.2711 | 1063637.3324 | 1120635.5197 | 1178259.6672 | 1236510.7632 | 1295389.9435 | 1354898.4856 | 1415037.8031 | 1475809.4402 | 1537215.0668 | 1599256.4739 | 1661935.5695 | 1725254.3737 | 1789215.0158 | 1853819.7298 | 1919070.8516 | 1984970.8153 | 2051522.1507 | 2118727.4797 | 2186589.5144 | 2255111.0538 | 2324294.9822 | 2394144.266 | 2464661.9525 | 2535851.1672 | 2607715.1121 | 2680257.0642 | 2753480.3733 | 2827388.4608 | 2901984.818 | 2977273.0046 | 3053256.6477 | 4760698.2269 | 6185694.3791 | 7689254.3535 | 9272330.7862 | 10936245.1807 | 12682629.5621 | 14513383.3045
18 | 36 | 3 | Space Planning & Management | 2010$ | 100412169.8392 | 237052.0534 | 885459.0474 | 1331199.9479 | 1778968.5087 | 2228779.9121 | 2680649.4418 | 3134592.4829 | 3590624.5232 | 4048761.1531 | 4509018.0673 | 4971411.0643 | 5435956.0479 | 5902669.0273 | 6371566.1182 | 6842663.5432 | 7315977.6323 | 7791524.8242 | 8269321.6663 | 8749384.8156 | 9231731.0396 | 9716377.2168 | 10203340.3372 | 10692637.5035 | 11184285.9313 | 11678302.9501 | 12174706.0038 | 12673512.6516 | 13174740.5687 | 13678407.5469 | 14184531.4954 | 14693130.4415 | 15204222.5313 | 15717826.0306 | 16233959.3255 | 16752640.923 | 17273889.4522 | 17797723.6646 | 18324162.4351 | 18853224.7628 | 19384929.7714 | 17963645.6684 | 29524265.801 | 41357939.9781 | 53474943.9388 | 65885898.2664 | 78601779.2519 | 91633930.086
18 | 36 | 4 | Central Chiller Expansion | 2010$ | 21754307.6091 | 0 | 0 | 661258.479 | 683024.5013 | 1234772.1297 | 1259590.779 | 1471491.8891 | 1497681.0513 | 1524095.3177 | 1550736.2848 | 1577605.5592 | 1604704.7579 | 1632035.5085 | 1659599.449 | 1687398.228 | 1715433.5047 | 1743706.9493 | 1772220.2425 | 1800975.076 | 1829973.1523 | 1859216.1849 | 1868512.2659 | 1877854.8272 | 1887244.1013 | 1896680.3218 | 1906163.7234 | 1915694.5421 | 1925273.0148 | 1934899.3798 | 1944573.8767 | 1954296.7461 | 1964068.2299 | 1973888.571 | 1983758.0139 | 1993676.8039 | 2003645.188 | 2013663.4139 | 2023731.731 | 2033850.3896 | 2044019.6416 | 7303595.322 | 8161343.5026 | 8862308.9248 | 9389507.7012 | 9626604.5369 | 9869688.3648 | 10118910.364
18 | 36 | 5 | Short-term Energy Conservation Measures | 2010$ | 22409087.4969 | 0 | 321577.9242 | 645751.7895 | 972541.0655 | 1301965.3516 | 1634044.3777 | 1640665.0043 | 1647318.734 | 1654005.7324 | 1660726.1658 | 1667480.2014 | 1674268.0071 | 1681089.7518 | 1687945.6053 | 1694835.7381 | 1701760.3215 | 1708719.5278 | 1715713.5302 | 1722742.5025 | 1729806.6198 | 1736906.0576 | 1744040.9926 | 1751211.6023 | 1758418.065 | 1765660.56 | 1772939.2676 | 1780254.3686 | 1787606.0452 | 1794994.4801 | 1802419.8573 | 1809882.3613 | 1817382.1778 | 1824919.4934 | 1832494.4956 | 1840107.3728 | 1847758.3144 | 1855447.5107 | 1863175.1529 | 1870941.4334 | 1878746.5453 | 8236760.0142 | 8405619.3036 | 8578742.5017 | 8756237.2775 | 8938214.0188 | 9124785.9008 | 9316068.9567
18 | 36 | 6 | Mid-term Energy Conservation Measures | 2010$ | 14321073.1694 | 0 | 0 | 0 | 0 | 0 | 0 | 193520.654 | 388809.1602 | 585878.7775 | 784742.8531 | 985414.8233 | 1187908.2138 | 1392236.6404 | 1598413.8096 | 1605736.4612 | 1613095.7261 | 1620491.7872 | 1627924.8287 | 1635395.0354 | 1642902.5932 | 1650447.6887 | 1658030.5097 | 1665651.2448 | 1673310.0836 | 1681007.2166 | 1688742.8352 | 1696517.132 | 1704330.3002 | 1712182.5342 | 1720074.0295 | 1728004.9822 | 1735975.5897 | 1743986.0502 | 1752036.563 | 1760127.3283 | 1768258.5475 | 1776430.4228 | 1784643.1575 | 1792896.9559 | 1801192.0232 | 1952951.4448 | 6769709.9483 | 8139809.9707 | 8328446.7434 | 8521846.8311 | 8720130.5133 | 8923421.107
18 | 36 | 7 | Long-term Energy Conservation Measures | 2010$ | 5963382.3137 | 0 | 0 | 0 | 0 | 0 | 0 | 0 | 0 | 0 | 0 | 0 | 0 | 0 | 0 | 125059.2743 | 251040.9903 | 377952.0664 | 505799.467 | 634590.2029 | 764331.3316 | 895029.9578 | 1026693.2332 | 1159328.3573 | 1292942.5773 | 1297766.5351 | 1302614.6128 | 1307486.9308 | 1312383.6104 | 1317304.7734 | 1322250.5422 | 1327221.0399 | 1332216.3901 | 1337236.717 | 1342282.1455 | 1347352.8012 | 1352448.8102 | 1357570.2992 | 1362717.3956 | 1367890.2276 | 1373088.9237 | 0 | 125059.2743 | 2533714.0583 | 5671760.6608 | 6562040.4696 | 6686309.0937 | 6813715.6563
18 | 36 | 8 | Green IT | 2010$ | 9910631.3745 | 0 | 0 | 235520.9962 | 473397.2025 | 713646.2827 | 717214.5141 | 720800.5867 | 724404.5896 | 728026.6126 | 731666.7456 | 735325.0794 | 739001.7048 | 742696.7133 | 746410.1969 | 750142.2478 | 753892.9591 | 757662.4239 | 761450.736 | 765257.9897 | 769084.2796 | 772929.701 | 776794.3495 | 780678.3213 | 784581.7129 | 788504.6214 | 792447.1446 | 796409.3803 | 800391.4272 | 804393.3843 | 808415.3512 | 812457.428 | 816519.7151 | 820602.3137 | 824705.3253 | 828828.8519 | 832972.9962 | 837137.8611 | 841323.5504 | 845530.1682 | 849757.819 | 3622113.0487 | 3713575.9421 | 3807348.3882 | 3903488.7061 | 4002056.6875 | 4103113.634 | 4206722.395
18 | 36 | 9 | Reduced Air Travel | 2010$ | 2554543.5641 | 0 | 123606.7769 | 124003.004 | 124307.0398 | 124563.3538 | 124789.1709 | 187489.9879 | 187771.5968 | 188033.712 | 188279.896 | 188512.7426 | 188734.2099 | 188945.8193 | 189148.7805 | 189344.0745 | 189532.5095 | 189714.7613 | 189891.4013 | 190062.918 | 190229.733 | 190392.2128 | 190550.679 | 190705.415 | 190856.6724 | 191004.6758 | 191149.6267 | 191291.7063 | 191431.079 | 191567.8937 | 191702.2863 | 191834.3811 | 191964.2921 | 192092.1241 | 192217.9738 | 192341.9307 | 192464.0778 | 192584.492 | 192703.2451 | 192820.4039 | 192936.0311 | 876364.3637 | 944685.6268 | 949431.3232 | 953509.655 | 957142.5919 | 960450.7017 | 963508.2499
18 | 36 | 10 | Reduced Automobile Reliance Strategies | 2010$ | 0 | 0 | 0 | 0 | 0 | 0 | 0 | 0 | 0 | 0 | 0 | 0 | 0 | 0 | 0 | 0 | 0 | 0 | 0 | 0 | 0 | 0 | 0 | 0 | 0 | 0 | 0 | 0 | 0 | 0 | 0 | 0 | 0 | 0 | 0 | 0 | 0 | 0 | 0 | 0 | 0 | 0 | 0 | 0 | 0 | 0 | 0 | 0
18 | 36 | 11 | Waste Reduction | 2010$ | 113714.5598 | 0 | 0 | 8148 | 8148 | 8148 | 8148 | 8148 | 8148 | 8148 | 8148 | 8148 | 8148 | 8148 | 8148 | 8148 | 8148 | 8148 | 8148 | 8148 | 8148 | 8148 | 8148 | 8148 | 8148 | 8148 | 8148 | 8148 | 8148 | 8148 | 8148 | 8148 | 8148 | 8148 | 8148 | 8148 | 8148 | 8148 | 8148 | 8148 | 8148 | 40740 | 40740 | 40740 | 40740 | 40740 | 40740 | 40740
18 | 36 | 12 | Steam Line Improvements | 2010$ | 5520765.9618 | 0 | 0 | 318930.9882 | 325674.3829 | 331089.06 | 340270.0598 | 345795.673 | 351368.0355 | 356987.4767 | 362654.3282 | 368368.9235 | 374131.5983 | 379942.6907 | 385802.5408 | 391711.4907 | 397669.8851 | 403678.0707 | 409736.3964 | 415845.2133 | 422004.8751 | 428215.7373 | 434478.158 | 440792.4976 | 447159.1185 | 453578.3859 | 460050.667 | 466576.3314 | 473155.7512 | 479789.3008 | 486477.357 | 493220.299 | 500018.5085 | 506872.3696 | 513782.2688 | 520748.5953 | 527771.7404 | 534852.0983 | 541990.0654 | 549186.0409 | 556440.4265 | 1757075.5732 | 1899957.244 | 2048934.4406 | 2204223.8973 | 2366049.4073 | 2534642.0412 | 2710240.3715
18 | 36 | 13 | Coal to Natural Gas Conversion @ Steam Plant | 2010$ | 0 | 0 | 0 | 0 | 0 | 0 | 0 | 0 | 0 | 0 | 0 | 0 | 0 | 0 | 0 | 0 | 0 | 0 | 0 | 0 | 0 | 0 | 0 | 0 | 0 | 0 | 0 | 0 | 0 | 0 | 0 | 0 | 0 | 0 | 0 | 0 | 0 | 0 | 0 | 0 | 0 | 0 | 0 | 0 | 0 | 0 | 0 | 0
18 | 36 | 14 | On-site Wind | 2010$ | 236953.7639 | 0 | 14966.46 | 15041.2923 | 15116.4988 | 15192.0813 | 15268.0417 | 15344.3819 | 15421.1038 | 15498.2093 | 15575.7003 | 15653.5788 | 15731.8467 | 15810.506 | 15889.5585 | 15969.0063 | 16048.8513 | 16129.0956 | 16209.7411 | 16290.7898 | 16372.2437 | 16454.1049 | 16536.3755 | 16619.0573 | 16702.1526 | 16785.6634 | 16869.5917 | 16953.9397 | 17038.7094 | 17123.9029 | 17209.5224 | 17295.57 | 17382.0479 | 17468.9581 | 17556.3029 | 17644.0844 | 17732.3049 | 17820.9664 | 17910.0712 | 17999.6216 | 18089.6197 | 77107.437 | 79054.4964 | 81050.7215 | 83097.3537 | 85195.6661 | 87346.9634 | 89552.5837
18 | 36 | 15 | Solar DHW | 2010$ | 64882.291 | 0 | 0 | 4365.7751 | 4387.604 | 4409.542 | 4431.5897 | 4453.7476 | 4476.0164 | 4498.3965 | 4520.8884 | 4543.4929 | 4566.2104 | 4589.0414 | 4611.9866 | 4635.0465 | 4658.2218 | 4681.5129 | 4704.9205 | 4728.4451 | 4752.0873 | 4775.8477 | 4799.727 | 4823.7256 | 4847.8442 | 4872.0834 | 4896.4439 | 4920.9261 | 4945.5307 | 4970.2584 | 4995.1097 | 5020.0852 | 5045.1856 | 5070.4116 | 5095.7636 | 5121.2424 | 5146.8486 | 5172.5829 | 5198.4458 | 5224.438 | 5250.5602 | 22380.6386 | 22945.7778 | 23525.1875 | 24119.2279 | 24728.2686 | 25352.6884 | 25992.8756
18 | 36 | 16 | Geo Exchange | 2010$ | 2876606.3207 | 0 | 0 | 0 | 109301.9936 | 109848.5036 | 220795.4922 | 221899.4697 | 223008.967 | 224124.0119 | 225244.6319 | 226370.8551 | 227502.7093 | 228640.2229 | 229783.424 | 230932.3411 | 232087.0028 | 233247.4379 | 234413.675 | 235585.7434 | 236763.6721 | 237947.4905 | 239137.2279 | 240332.9141 | 241534.5787 | 242742.2515 | 243955.9628 | 245175.7426 | 246401.6213 | 247633.6294 | 248871.7976 | 250116.1566 | 251366.7374 | 252623.571 | 253886.6889 | 255156.1223 | 256431.903 | 257714.0625 | 259002.6328 | 260297.6459 | 261599.1342 | 1115072.5727 | 1143229.5525 | 1172097.5313 | 1201694.4627 | 1232038.7538 | 1263149.2762 | 1295045.3783
18 | 36 | 17 | Rooftop Solar PV | 2010$ | 747925.0967 | 0 | 0 | 0 | 0 | 0 | 61044.9883 | 61350.2133 | 61656.9643 | 61965.2491 | 62275.0754 | 62586.4508 | 62899.383 | 63213.8799 | 63529.9493 | 63847.5991 | 64166.8371 | 64487.6713 | 64810.1096 | 65134.1602 | 65459.831 | 65787.1301 | 66116.0658 | 66446.6461 | 66778.8793 | 67112.7737 | 67448.3376 | 67785.5793 | 68124.5072 | 68465.1297 | 68807.4554 | 69151.4926 | 69497.2501 | 69844.7364 | 70193.96 | 70544.9298 | 70897.6545 | 71252.1428 | 71608.4035 | 71966.4455 | 72326.2777 | 308292.4904 | 316077.2621 | 324058.6091 | 332241.495 | 340631.0091 | 349232.369 | 358050.9239
18 | 36 | 18 | Blank | 2010$ | 0 | 0 | 0 | 0 | 0 | 0 | 0 | 0 | 0 | 0 | 0 | 0 | 0 | 0 | 0 | 0 | 0 | 0 | 0 | 0 | 0 | 0 | 0 | 0 | 0 | 0 | 0 | 0 | 0 | 0 | 0 | 0 | 0 | 0 | 0 | 0 | 0 | 0 | 0 | 0 | 0 | 0 | 0 | 0 | 0 | 0 | 0 | 0
18 | 36 | 19 | Blank | 2010$ | 0 | 0 | 0 | 0 | 0 | 0 | 0 | 0 | 0 | 0 | 0 | 0 | 0 | 0 | 0 | 0 | 0 | 0 | 0 | 0 | 0 | 0 | 0 | 0 | 0 | 0 | 0 | 0 | 0 | 0 | 0 | 0 | 0 | 0 | 0 | 0 | 0 | 0 | 0 | 0 | 0 | 0 | 0 | 0 | 0 | 0 | 0 | 0
18 | 36 | 20 | Blank | 2010$ | 0 | 0 | 0 | 0 | 0 | 0 | 0 | 0 | 0 | 0 | 0 | 0 | 0 | 0 | 0 | 0 | 0 | 0 | 0 | 0 | 0 | 0 | 0 | 0 | 0 | 0 | 0 | 0 | 0 | 0 | 0 | 0 | 0 | 0 | 0 | 0 | 0 | 0 | 0 | 0 | 0 | 0 | 0 | 0 | 0 | 0 | 0 | 0
18 | 36 | 21 | Blank | 2010$ | 0 | 0 | 0 | 0 | 0 | 0 | 0 | 0 | 0 | 0 | 0 | 0 | 0 | 0 | 0 | 0 | 0 | 0 | 0 | 0 | 0 | 0 | 0 | 0 | 0 | 0 | 0 | 0 | 0 | 0 | 0 | 0 | 0 | 0 | 0 | 0 | 0 | 0 | 0 | 0 | 0 | 0 | 0 | 0 | 0 | 0 | 0 | 0
18 | 36 | 22 | Blank | 2010$ | 0 | 0 | 0 | 0 | 0 | 0 | 0 | 0 | 0 | 0 | 0 | 0 | 0 | 0 | 0 | 0 | 0 | 0 | 0 | 0 | 0 | 0 | 0 | 0 | 0 | 0 | 0 | 0 | 0 | 0 | 0 | 0 | 0 | 0 | 0 | 0 | 0 | 0 | 0 | 0 | 0 | 0 | 0 | 0 | 0 | 0 | 0 | 0
18 | 36 | 23 | Blank | 2010$ | 0 | 0 | 0 | 0 | 0 | 0 | 0 | 0 | 0 | 0 | 0 | 0 | 0 | 0 | 0 | 0 | 0 | 0 | 0 | 0 | 0 | 0 | 0 | 0 | 0 | 0 | 0 | 0 | 0 | 0 | 0 | 0 | 0 | 0 | 0 | 0 | 0 | 0 | 0 | 0 | 0 | 0 | 0 | 0 | 0 | 0 | 0 | 0
18 | 36 | 24 | Blank | 2010$ | 0 | 0 | 0 | 0 | 0 | 0 | 0 | 0 | 0 | 0 | 0 | 0 | 0 | 0 | 0 | 0 | 0 | 0 | 0 | 0 | 0 | 0 | 0 | 0 | 0 | 0 | 0 | 0 | 0 | 0 | 0 | 0 | 0 | 0 | 0 | 0 | 0 | 0 | 0 | 0 | 0 | 0 | 0 | 0 | 0 | 0 | 0 | 0
18 | 36 | 25 | Blank | 2010$ | 0 | 0 | 0 | 0 | 0 | 0 | 0 | 0 | 0 | 0 | 0 | 0 | 0 | 0 | 0 | 0 | 0 | 0 | 0 | 0 | 0 | 0 | 0 | 0 | 0 | 0 | 0 | 0 | 0 | 0 | 0 | 0 | 0 | 0 | 0 | 0 | 0 | 0 | 0 | 0 | 0 | 0 | 0 | 0 | 0 | 0 | 0 | 0
18 | 36 | 26 | Blank | 2010$ | 0 | 0 | 0 | 0 | 0 | 0 | 0 | 0 | 0 | 0 | 0 | 0 | 0 | 0 | 0 | 0 | 0 | 0 | 0 | 0 | 0 | 0 | 0 | 0 | 0 | 0 | 0 | 0 | 0 | 0 | 0 | 0 | 0 | 0 | 0 | 0 | 0 | 0 | 0 | 0 | 0 | 0 | 0 | 0 | 0 | 0 | 0 | 0
18 | 36 | 27 | Blank | 2010$ | 0 | 0 | 0 | 0 | 0 | 0 | 0 | 0 | 0 | 0 | 0 | 0 | 0 | 0 | 0 | 0 | 0 | 0 | 0 | 0 | 0 | 0 | 0 | 0 | 0 | 0 | 0 | 0 | 0 | 0 | 0 | 0 | 0 | 0 | 0 | 0 | 0 | 0 | 0 | 0 | 0 | 0 | 0 | 0 | 0 | 0 | 0 | 0
18 | 36 | 28 | Blank | 2010$ | 0 | 0 | 0 | 0 | 0 | 0 | 0 | 0 | 0 | 0 | 0 | 0 | 0 | 0 | 0 | 0 | 0 | 0 | 0 | 0 | 0 | 0 | 0 | 0 | 0 | 0 | 0 | 0 | 0 | 0 | 0 | 0 | 0 | 0 | 0 | 0 | 0 | 0 | 0 | 0 | 0 | 0 | 0 | 0 | 0 | 0 | 0 | 0
18 | 36 | 29 | Blank | 2010$ | 0 | 0 | 0 | 0 | 0 | 0 | 0 | 0 | 0 | 0 | 0 | 0 | 0 | 0 | 0 | 0 | 0 | 0 | 0 | 0 | 0 | 0 | 0 | 0 | 0 | 0 | 0 | 0 | 0 | 0 | 0 | 0 | 0 | 0 | 0 | 0 | 0 | 0 | 0 | 0 | 0 | 0 | 0 | 0 | 0 | 0 | 0 | 0
18 | 36 | 30 | Blank | 2010$ | 0 | 0 | 0 | 0 | 0 | 0 | 0 | 0 | 0 | 0 | 0 | 0 | 0 | 0 | 0 | 0 | 0 | 0 | 0 | 0 | 0 | 0 | 0 | 0 | 0 | 0 | 0 | 0 | 0 | 0 | 0 | 0 | 0 | 0 | 0 | 0 | 0 | 0 | 0 | 0 | 0 | 0 | 0 | 0 | 0 | 0 | 0 | 0
|  |  | Avoided Operating Costs (Non-Fuel and Fuel) | 2010$ | 211527284.148 | 237052.0534 | 1437004.8503 | 3807936.3316 | 5136514.3104 | 6817676.0647 | 8119233.4214 | 9164621.7598 | 9965961.6648 | 10761197.4162 | 11560860.8741 | 12364976.086 | 13173566.7577 | 13986656.4439 | 14763673.9026 | 15473543.9479 | 16187550.6027 | 16905721.9571 | 17628086.2894 | 18354672.0833 | 19085508.0408 | 19820623.0916 | 20539852.7674 | 21263218.1684 | 21990747.4271 | 22593968.4292 | 23200453.4105 | 23810224.0411 | 24423302.1836 | 25039709.894 | 25659469.4221 | 26282603.2113 | 26909133.8993 | 27539084.3174 | 28172477.4908 | 28809336.6386 | 29449685.1734 | 30093546.7016 | 30740945.0229 | 31391904.1305 | 32046448.211 | 49571875.1363 | 69762417.1381 | 88161538.9733 | 106208409.8837 | 122133158.9514 | 137712635.5574 | 153722529.2395
18 | 37 | 1 | Behavior Change | 2010$ | -888587.82 | 0 | 0 | -100000 | -100000 | -100000 | -100000 | -100000 | -50000 | -50000 | -50000 | -50000 | -50000 | -50000 | -50000 | -50000 | -50000 | -50000 | -50000 | -50000 | -50000 | -50000 | -50000 | -50000 | -50000 | -50000 | -50000 | -50000 | -50000 | -50000 | -50000 | -50000 | -50000 | -50000 | -50000 | -50000 | -50000 | -50000 | -50000 | -50000 | -50000 | -350000 | -250000 | -250000 | -250000 | -250000 | -250000 | -250000
18 | 37 | 2 | Building Design & Construction Standards | 2010$ | -89643.6451 | 0 | -100000 | 0 | 0 | 0 | 0 | 0 | 0 | 0 | 0 | 0 | 0 | 0 | 0 | 0 | 0 | 0 | 0 | 0 | 0 | 0 | 0 | 0 | 0 | 0 | 0 | 0 | 0 | 0 | 0 | 0 | 0 | 0 | 0 | 0 | 0 | 0 | 0 | 0 | 0 | 0 | 0 | 0 | 0 | 0 | 0 | 0
18 | 37 | 3 | Space Planning & Management | 2010$ | -268930.9354 | 0 | -300000 | 0 | 0 | 0 | 0 | 0 | 0 | 0 | 0 | 0 | 0 | 0 | 0 | 0 | 0 | 0 | 0 | 0 | 0 | 0 | 0 | 0 | 0 | 0 | 0 | 0 | 0 | 0 | 0 | 0 | 0 | 0 | 0 | 0 | 0 | 0 | 0 | 0 | 0 | 0 | 0 | 0 | 0 | 0 | 0 | 0
18 | 37 | 4 | Central Chiller Expansion | 2010$ | -9782110.2227 | 0 | 0 | -147237.0824 | -147237.0824 | -347744.7516 | -347744.7516 | -1009198.2927 | -1009198.2927 | -1097496.3931 | -1097496.3931 | -1097496.3931 | -1097496.3931 | -1097496.3931 | -1097496.3931 | -1097496.3931 | -1097496.3931 | -1097496.3931 | -1097496.3931 | -1097496.3931 | -1097496.3931 | -1097496.3931 | -1097496.3931 | -950259.3107 | -950259.3107 | -749751.6415 | -749751.6415 | -88298.1004 | -88298.1004 | 0 | 0 | 0 | 0 | 0 | 0 | 0 | 0 | 0 | 0 | 0 | 0 | -4561134.1233 | -5487481.9656 | -5487481.9656 | -4845263.0492 | -926347.8423 | 0 | 0
18 | 37 | 5 | Short-term Energy Conservation Measures | 2010$ | 0 | 0 | 0 | 0 | 0 | 0 | 0 | 0 | 0 | 0 | 0 | 0 | 0 | 0 | 0 | 0 | 0 | 0 | 0 | 0 | 0 | 0 | 0 | 0 | 0 | 0 | 0 | 0 | 0 | 0 | 0 | 0 | 0 | 0 | 0 | 0 | 0 | 0 | 0 | 0 | 0 | 0 | 0 | 0 | 0 | 0 | 0 | 0
18 | 37 | 6 | Mid-term Energy Conservation Measures | 2010$ | 0 | 0 | 0 | 0 | 0 | 0 | 0 | 0 | 0 | 0 | 0 | 0 | 0 | 0 | 0 | 0 | 0 | 0 | 0 | 0 | 0 | 0 | 0 | 0 | 0 | 0 | 0 | 0 | 0 | 0 | 0 | 0 | 0 | 0 | 0 | 0 | 0 | 0 | 0 | 0 | 0 | 0 | 0 | 0 | 0 | 0 | 0 | 0
18 | 37 | 7 | Long-term Energy Conservation Measures | 2010$ | 0 | 0 | 0 | 0 | 0 | 0 | 0 | 0 | 0 | 0 | 0 | 0 | 0 | 0 | 0 | 0 | 0 | 0 | 0 | 0 | 0 | 0 | 0 | 0 | 0 | 0 | 0 | 0 | 0 | 0 | 0 | 0 | 0 | 0 | 0 | 0 | 0 | 0 | 0 | 0 | 0 | 0 | 0 | 0 | 0 | 0 | 0 | 0
18 | 37 | 8 | Green IT | 2010$ | -275571.0885 | 0 | 0 | -7000 | -14000 | -21000 | -21000 | -21000 | -21000 | -21000 | -21000 | -21000 | -21000 | -21000 | -21000 | -21000 | -21000 | -21000 | -21000 | -21000 | -21000 | -21000 | -21000 | -21000 | -21000 | -21000 | -21000 | -21000 | -21000 | -21000 | -21000 | -21000 | -21000 | -21000 | -21000 | -21000 | -21000 | -21000 | -21000 | -21000 | -21000 | -105000 | -105000 | -105000 | -105000 | -105000 | -105000 | -105000
18 | 37 | 9 | Reduced Air Travel | 2010$ | 0 | 0 | 0 | 0 | 0 | 0 | 0 | 0 | 0 | 0 | 0 | 0 | 0 | 0 | 0 | 0 | 0 | 0 | 0 | 0 | 0 | 0 | 0 | 0 | 0 | 0 | 0 | 0 | 0 | 0 | 0 | 0 | 0 | 0 | 0 | 0 | 0 | 0 | 0 | 0 | 0 | 0 | 0 | 0 | 0 | 0 | 0 | 0
18 | 37 | 10 | Reduced Automobile Reliance Strategies | 2010$ | -2165760.9659 | 0 | 0 | -102475 | -104950 | -107425 | -109900 | -112375 | -164850 | -167325 | -169800 | -172275 | -174750 | -174750 | -174750 | -174750 | -174750 | -174750 | -174750 | -174750 | -174750 | -174750 | -174750 | -174750 | -174750 | -174750 | -174750 | -174750 | -174750 | -174750 | -174750 | -174750 | -174750 | -174750 | -174750 | -174750 | -174750 | -174750 | -174750 | -174750 | -174750 | -724250 | -871275 | -873750 | -873750 | -873750 | -873750 | -873750
18 | 37 | 11 | Waste Reduction | 2010$ | -69780.6577 | 0 | 0 | -5000 | -5000 | -5000 | -5000 | -5000 | -5000 | -5000 | -5000 | -5000 | -5000 | -5000 | -5000 | -5000 | -5000 | -5000 | -5000 | -5000 | -5000 | -5000 | -5000 | -5000 | -5000 | -5000 | -5000 | -5000 | -5000 | -5000 | -5000 | -5000 | -5000 | -5000 | -5000 | -5000 | -5000 | -5000 | -5000 | -5000 | -5000 | -25000 | -25000 | -25000 | -25000 | -25000 | -25000 | -25000
18 | 37 | 12 | Steam Line Improvements | 2010$ | 0 | 0 | 0 | 0 | 0 | 0 | 0 | 0 | 0 | 0 | 0 | 0 | 0 | 0 | 0 | 0 | 0 | 0 | 0 | 0 | 0 | 0 | 0 | 0 | 0 | 0 | 0 | 0 | 0 | 0 | 0 | 0 | 0 | 0 | 0 | 0 | 0 | 0 | 0 | 0 | 0 | 0 | 0 | 0 | 0 | 0 | 0 | 0
18 | 37 | 13 | Coal to Natural Gas Conversion @ Steam Plant | 2010$ | -4228976.1406 | 0 | 0 | 0 | 0 | 0 | -303812.5534 | -308746.1366 | -313721.4603 | -318738.8185 | -323798.5073 | -328900.8245 | -334046.0699 | -339234.5453 | -344466.5543 | -349742.4024 | -355062.3974 | -360426.8488 | -365836.0682 | -371290.3691 | -376790.067 | -382335.4797 | -387926.9268 | -393564.73 | -399249.213 | -404980.7017 | -410759.5241 | -416586.0102 | -422460.4921 | -428383.3043 | -434354.783 | -440375.267 | -446445.0969 | -452564.6157 | -458734.1686 | -464954.1029 | -471224.7682 | -477546.5163 | -483919.7013 | -490344.6794 | -496821.8093 | -1568817.4761 | -1696390.3965 | -1829405.7506 | -1968057.0512 | -2112544.1137 | -2263073.2511 | -2419857.4745
18 | 37 | 14 | On-site Wind | 2010$ | -312260.3894 | 0 | -21024 | -21024 | -21024 | -21024 | -21024 | -21024 | -21024 | -21024 | -21024 | -21024 | -21024 | -21024 | -21024 | -21024 | -21024 | -21024 | -21024 | -21024 | -21024 | -21024 | -21024 | -21024 | -21024 | -21024 | -21024 | -21024 | -21024 | -21024 | -21024 | -21024 | -21024 | -21024 | -21024 | -21024 | -21024 | -21024 | -21024 | -21024 | -21024 | -105120 | -105120 | -105120 | -105120 | -105120 | -105120 | -105120
18 | 37 | 15 | Solar DHW | 2010$ | 0 | 0 | 0 | 0 | 0 | 0 | 0 | 0 | 0 | 0 | 0 | 0 | 0 | 0 | 0 | 0 | 0 | 0 | 0 | 0 | 0 | 0 | 0 | 0 | 0 | 0 | 0 | 0 | 0 | 0 | 0 | 0 | 0 | 0 | 0 | 0 | 0 | 0 | 0 | 0 | 0 | 0 | 0 | 0 | 0 | 0 | 0 | 0
18 | 37 | 16 | Geo Exchange | 2010$ | -1546684.8508 | 0 | 0 | 0 | -59719.6422 | -59943.2404 | -120335.9132 | -120787.5927 | -121241.5307 | -121697.7383 | -122156.227 | -122617.0082 | -123080.0932 | -123545.4937 | -124013.2211 | -124483.2873 | -124955.7037 | -125430.4822 | -125907.6346 | -126387.1728 | -126869.1087 | -127353.4542 | -127840.2215 | -128329.4226 | -128821.0697 | -129315.175 | -129811.7509 | -130310.8097 | -130812.3637 | -131316.4255 | -131823.0077 | -132332.1227 | -132843.7833 | -133358.0022 | -133874.7922 | -134394.1662 | -134916.137 | -135440.7177 | -135967.9213 | -136497.7609 | -137030.2497 | -606219.002 | -617739.1035 | -629550.102 | -641659.343 | -654074.3575 | -666802.8667 | -679852.7867
18 | 37 | 17 | Rooftop Solar PV | 2010$ | 0 | 0 | 0 | 0 | 0 | 0 | 0 | 0 | 0 | 0 | 0 | 0 | 0 | 0 | 0 | 0 | 0 | 0 | 0 | 0 | 0 | 0 | 0 | 0 | 0 | 0 | 0 | 0 | 0 | 0 | 0 | 0 | 0 | 0 | 0 | 0 | 0 | 0 | 0 | 0 | 0 | 0 | 0 | 0 | 0 | 0 | 0 | 0
18 | 37 | 18 | Blank | 2010$ | 0 | 0 | 0 | 0 | 0 | 0 | 0 | 0 | 0 | 0 | 0 | 0 | 0 | 0 | 0 | 0 | 0 | 0 | 0 | 0 | 0 | 0 | 0 | 0 | 0 | 0 | 0 | 0 | 0 | 0 | 0 | 0 | 0 | 0 | 0 | 0 | 0 | 0 | 0 | 0 | 0 | 0 | 0 | 0 | 0 | 0 | 0 | 0
18 | 37 | 19 | Blank | 2010$ | 0 | 0 | 0 | 0 | 0 | 0 | 0 | 0 | 0 | 0 | 0 | 0 | 0 | 0 | 0 | 0 | 0 | 0 | 0 | 0 | 0 | 0 | 0 | 0 | 0 | 0 | 0 | 0 | 0 | 0 | 0 | 0 | 0 | 0 | 0 | 0 | 0 | 0 | 0 | 0 | 0 | 0 | 0 | 0 | 0 | 0 | 0 | 0
18 | 37 | 20 | Blank | 2010$ | 0 | 0 | 0 | 0 | 0 | 0 | 0 | 0 | 0 | 0 | 0 | 0 | 0 | 0 | 0 | 0 | 0 | 0 | 0 | 0 | 0 | 0 | 0 | 0 | 0 | 0 | 0 | 0 | 0 | 0 | 0 | 0 | 0 | 0 | 0 | 0 | 0 | 0 | 0 | 0 | 0 | 0 | 0 | 0 | 0 | 0 | 0 | 0
18 | 37 | 21 | Blank | 2010$ | 0 | 0 | 0 | 0 | 0 | 0 | 0 | 0 | 0 | 0 | 0 | 0 | 0 | 0 | 0 | 0 | 0 | 0 | 0 | 0 | 0 | 0 | 0 | 0 | 0 | 0 | 0 | 0 | 0 | 0 | 0 | 0 | 0 | 0 | 0 | 0 | 0 | 0 | 0 | 0 | 0 | 0 | 0 | 0 | 0 | 0 | 0 | 0
18 | 37 | 22 | Blank | 2010$ | 0 | 0 | 0 | 0 | 0 | 0 | 0 | 0 | 0 | 0 | 0 | 0 | 0 | 0 | 0 | 0 | 0 | 0 | 0 | 0 | 0 | 0 | 0 | 0 | 0 | 0 | 0 | 0 | 0 | 0 | 0 | 0 | 0 | 0 | 0 | 0 | 0 | 0 | 0 | 0 | 0 | 0 | 0 | 0 | 0 | 0 | 0 | 0
18 | 37 | 23 | Blank | 2010$ | 0 | 0 | 0 | 0 | 0 | 0 | 0 | 0 | 0 | 0 | 0 | 0 | 0 | 0 | 0 | 0 | 0 | 0 | 0 | 0 | 0 | 0 | 0 | 0 | 0 | 0 | 0 | 0 | 0 | 0 | 0 | 0 | 0 | 0 | 0 | 0 | 0 | 0 | 0 | 0 | 0 | 0 | 0 | 0 | 0 | 0 | 0 | 0
18 | 37 | 24 | Blank | 2010$ | 0 | 0 | 0 | 0 | 0 | 0 | 0 | 0 | 0 | 0 | 0 | 0 | 0 | 0 | 0 | 0 | 0 | 0 | 0 | 0 | 0 | 0 | 0 | 0 | 0 | 0 | 0 | 0 | 0 | 0 | 0 | 0 | 0 | 0 | 0 | 0 | 0 | 0 | 0 | 0 | 0 | 0 | 0 | 0 | 0 | 0 | 0 | 0
18 | 37 | 25 | Blank | 2010$ | 0 | 0 | 0 | 0 | 0 | 0 | 0 | 0 | 0 | 0 | 0 | 0 | 0 | 0 | 0 | 0 | 0 | 0 | 0 | 0 | 0 | 0 | 0 | 0 | 0 | 0 | 0 | 0 | 0 | 0 | 0 | 0 | 0 | 0 | 0 | 0 | 0 | 0 | 0 | 0 | 0 | 0 | 0 | 0 | 0 | 0 | 0 | 0
18 | 37 | 26 | Blank | 2010$ | 0 | 0 | 0 | 0 | 0 | 0 | 0 | 0 | 0 | 0 | 0 | 0 | 0 | 0 | 0 | 0 | 0 | 0 | 0 | 0 | 0 | 0 | 0 | 0 | 0 | 0 | 0 | 0 | 0 | 0 | 0 | 0 | 0 | 0 | 0 | 0 | 0 | 0 | 0 | 0 | 0 | 0 | 0 | 0 | 0 | 0 | 0 | 0
18 | 37 | 27 | Blank | 2010$ | 0 | 0 | 0 | 0 | 0 | 0 | 0 | 0 | 0 | 0 | 0 | 0 | 0 | 0 | 0 | 0 | 0 | 0 | 0 | 0 | 0 | 0 | 0 | 0 | 0 | 0 | 0 | 0 | 0 | 0 | 0 | 0 | 0 | 0 | 0 | 0 | 0 | 0 | 0 | 0 | 0 | 0 | 0 | 0 | 0 | 0 | 0 | 0
18 | 37 | 28 | Blank | 2010$ | 0 | 0 | 0 | 0 | 0 | 0 | 0 | 0 | 0 | 0 | 0 | 0 | 0 | 0 | 0 | 0 | 0 | 0 | 0 | 0 | 0 | 0 | 0 | 0 | 0 | 0 | 0 | 0 | 0 | 0 | 0 | 0 | 0 | 0 | 0 | 0 | 0 | 0 | 0 | 0 | 0 | 0 | 0 | 0 | 0 | 0 | 0 | 0
18 | 37 | 29 | Sustainability Driven-Master Plan | 2010$ | -537861.8709 | 0 | -600000 | 0 | 0 | 0 | 0 | 0 | 0 | 0 | 0 | 0 | 0 | 0 | 0 | 0 | 0 | 0 | 0 | 0 | 0 | 0 | 0 | 0 | 0 | 0 | 0 | 0 | 0 | 0 | 0 | 0 | 0 | 0 | 0 | 0 | 0 | 0 | 0 | 0 | 0 | 0 | 0 | 0 | 0 | 0 | 0 | 0
18 | 37 | 30 | Research and Curriculum | 2010$ | -4867919.5727 | -200000 | -315000 | -315000 | -315000 | -315000 | -315000 | -315000 | -315000 | -315000 | -315000 | -315000 | -315000 | -315000 | -315000 | -315000 | -315000 | -315000 | -315000 | -315000 | -315000 | -315000 | -315000 | -315000 | -315000 | -315000 | -315000 | -315000 | -315000 | -315000 | -315000 | -315000 | -315000 | -315000 | -315000 | -315000 | -315000 | -315000 | -315000 | -315000 | -315000 | -1575000 | -1575000 | -1575000 | -1575000 | -1575000 | -1575000 | -1575000
|  |  | New Operating Costs (Non-Fuel and Fuel) | 2010$ | -25034088.1596 | -200000 | -1336024 | -697736.0824 | -766930.7246 | -977136.992 | -1343817.2182 | -2013131.022 | -2021035.2837 | -2117281.95 | -2125275.1275 | -2133313.2258 | -2141396.5563 | -2147050.4321 | -2152750.1685 | -2158496.0828 | -2164288.4943 | -2170127.7242 | -2176014.0959 | -2181947.935 | -2187929.5688 | -2193959.3271 | -2200037.5414 | -2058927.4633 | -2065103.5934 | -1870821.5182 | -1877096.9165 | -1221968.9202 | -1228344.9563 | -1146473.7298 | -1152951.7907 | -1159481.3897 | -1166062.8802 | -1172696.6179 | -1179382.9608 | -1186122.2691 | -1192914.9052 | -1199761.234 | -1206661.6226 | -1213616.4403 | -1220626.0591 | -9620540.6014 | -10733006.4656 | -10880307.8182 | -10388849.4434 | -6626836.3135 | -5863746.1178 | -6033580.2612
18 | 38 | 1 | Behavior Change | 2010$ | 4572154.9945 | 0 | 0 | -46448.796 | 6568.7606 | 58816.4971 | 111097.0068 | 162678.6678 | 263757.2601 | 303910.4962 | 343634.9048 | 382919.7951 | 421754.4013 | 460127.8791 | 457434.5404 | 458222.4115 | 459000.3579 | 459768.3885 | 460526.5081 | 461274.7174 | 462013.013 | 462741.3876 | 463459.8303 | 464168.3266 | 464866.8584 | 466831.5749 | 468799.043 | 470769.3308 | 472742.5041 | 474718.6264 | 476697.7592 | 478679.9618 | 480665.2914 | 482653.8036 | 484645.5519 | 486640.5882 | 488638.9626 | 490640.7238 | 492645.9186 | 494654.5925 | 496666.7898 | 1185078.3357 | 2180459.0274 | 2302582.9849 | 2322067.9779 | 2363727.2635 | 2413285.1969 | 2463246.9872
18 | 38 | 2 | Building Design & Construction Standards | 2010$ | 19090854.3276 | 0 | -8605.3582 | 410164.8554 | 535078.7528 | 586445.3508 | 841889.9592 | 896391.0017 | 951515.6626 | 1007264.2711 | 1063637.3324 | 1120635.5197 | 1178259.6672 | 1236510.7632 | 1295389.9435 | 1354898.4856 | 1415037.8031 | 1475809.4402 | 1537215.0668 | 1599256.4739 | 1661935.5695 | 1725254.3737 | 1789215.0158 | 1853819.7298 | 1919070.8516 | 1984970.8153 | 2051522.1507 | 2118727.4797 | 2186589.5144 | 2255111.0538 | 2324294.9822 | 2394144.266 | 2464661.9525 | 2535851.1672 | 2607715.1121 | 2680257.0642 | 2753480.3733 | 2827388.4608 | 2901984.818 | 2977273.0046 | 3053256.6477 | 4760698.2269 | 6185694.3791 | 7689254.3535 | 9272330.7862 | 10936245.1807 | 12682629.5621 | 14513383.3045
18 | 38 | 3 | Space Planning & Management | 2010$ | 100143238.9037 | 237052.0534 | 585459.0474 | 1331199.9479 | 1778968.5087 | 2228779.9121 | 2680649.4418 | 3134592.4829 | 3590624.5232 | 4048761.1531 | 4509018.0673 | 4971411.0643 | 5435956.0479 | 5902669.0273 | 6371566.1182 | 6842663.5432 | 7315977.6323 | 7791524.8242 | 8269321.6663 | 8749384.8156 | 9231731.0396 | 9716377.2168 | 10203340.3372 | 10692637.5035 | 11184285.9313 | 11678302.9501 | 12174706.0038 | 12673512.6516 | 13174740.5687 | 13678407.5469 | 14184531.4954 | 14693130.4415 | 15204222.5313 | 15717826.0306 | 16233959.3255 | 16752640.923 | 17273889.4522 | 17797723.6646 | 18324162.4351 | 18853224.7628 | 19384929.7714 | 17963645.6684 | 29524265.801 | 41357939.9781 | 53474943.9388 | 65885898.2664 | 78601779.2519 | 91633930.086
18 | 38 | 4 | Central Chiller Expansion | 2010$ | 11972197.3864 | 0 | 0 | 514021.3966 | 535787.4189 | 887027.3781 | 911846.0274 | 462293.5964 | 488482.7585 | 426598.9246 | 453239.8917 | 480109.1661 | 507208.3648 | 534539.1154 | 562103.0559 | 589901.8348 | 617937.1116 | 646210.5562 | 674723.8494 | 703478.6829 | 732476.7591 | 761719.7918 | 771015.8727 | 927595.5165 | 936984.7906 | 1146928.6803 | 1156412.0819 | 1827396.4417 | 1836974.9144 | 1934899.3798 | 1944573.8767 | 1954296.7461 | 1964068.2299 | 1973888.571 | 1983758.0139 | 1993676.8039 | 2003645.188 | 2013663.4139 | 2023731.731 | 2033850.3896 | 2044019.6416 | 2742461.1987 | 2673861.537 | 3374826.9592 | 4544244.652 | 8700256.6946 | 9869688.3648 | 10118910.364
18 | 38 | 5 | Short-term Energy Conservation Measures | 2010$ | 22409087.4969 | 0 | 321577.9242 | 645751.7895 | 972541.0655 | 1301965.3516 | 1634044.3777 | 1640665.0043 | 1647318.734 | 1654005.7324 | 1660726.1658 | 1667480.2014 | 1674268.0071 | 1681089.7518 | 1687945.6053 | 1694835.7381 | 1701760.3215 | 1708719.5278 | 1715713.5302 | 1722742.5025 | 1729806.6198 | 1736906.0576 | 1744040.9926 | 1751211.6023 | 1758418.065 | 1765660.56 | 1772939.2676 | 1780254.3686 | 1787606.0452 | 1794994.4801 | 1802419.8573 | 1809882.3613 | 1817382.1778 | 1824919.4934 | 1832494.4956 | 1840107.3728 | 1847758.3144 | 1855447.5107 | 1863175.1529 | 1870941.4334 | 1878746.5453 | 8236760.0142 | 8405619.3036 | 8578742.5017 | 8756237.2775 | 8938214.0188 | 9124785.9008 | 9316068.9567
18 | 38 | 6 | Mid-term Energy Conservation Measures | 2010$ | 14321073.1694 | 0 | 0 | 0 | 0 | 0 | 0 | 193520.654 | 388809.1602 | 585878.7775 | 784742.8531 | 985414.8233 | 1187908.2138 | 1392236.6404 | 1598413.8096 | 1605736.4612 | 1613095.7261 | 1620491.7872 | 1627924.8287 | 1635395.0354 | 1642902.5932 | 1650447.6887 | 1658030.5097 | 1665651.2448 | 1673310.0836 | 1681007.2166 | 1688742.8352 | 1696517.132 | 1704330.3002 | 1712182.5342 | 1720074.0295 | 1728004.9822 | 1735975.5897 | 1743986.0502 | 1752036.563 | 1760127.3283 | 1768258.5475 | 1776430.4228 | 1784643.1575 | 1792896.9559 | 1801192.0232 | 1952951.4448 | 6769709.9483 | 8139809.9707 | 8328446.7434 | 8521846.8311 | 8720130.5133 | 8923421.107
18 | 38 | 7 | Long-term Energy Conservation Measures | 2010$ | 5963382.3137 | 0 | 0 | 0 | 0 | 0 | 0 | 0 | 0 | 0 | 0 | 0 | 0 | 0 | 0 | 125059.2743 | 251040.9903 | 377952.0664 | 505799.467 | 634590.2029 | 764331.3316 | 895029.9578 | 1026693.2332 | 1159328.3573 | 1292942.5773 | 1297766.5351 | 1302614.6128 | 1307486.9308 | 1312383.6104 | 1317304.7734 | 1322250.5422 | 1327221.0399 | 1332216.3901 | 1337236.717 | 1342282.1455 | 1347352.8012 | 1352448.8102 | 1357570.2992 | 1362717.3956 | 1367890.2276 | 1373088.9237 | 0 | 125059.2743 | 2533714.0583 | 5671760.6608 | 6562040.4696 | 6686309.0937 | 6813715.6563
18 | 38 | 8 | Green IT | 2010$ | 9635060.286 | 0 | 0 | 228520.9962 | 459397.2025 | 692646.2827 | 696214.5141 | 699800.5867 | 703404.5896 | 707026.6126 | 710666.7456 | 714325.0794 | 718001.7048 | 721696.7133 | 725410.1969 | 729142.2478 | 732892.9591 | 736662.4239 | 740450.736 | 744257.9897 | 748084.2796 | 751929.701 | 755794.3495 | 759678.3213 | 763581.7129 | 767504.6214 | 771447.1446 | 775409.3803 | 779391.4272 | 783393.3843 | 787415.3512 | 791457.428 | 795519.7151 | 799602.3137 | 803705.3253 | 807828.8519 | 811972.9962 | 816137.8611 | 820323.5504 | 824530.1682 | 828757.819 | 3517113.0487 | 3608575.9421 | 3702348.3882 | 3798488.7061 | 3897056.6875 | 3998113.634 | 4101722.395
18 | 38 | 9 | Reduced Air Travel | 2010$ | 2554543.5641 | 0 | 123606.7769 | 124003.004 | 124307.0398 | 124563.3538 | 124789.1709 | 187489.9879 | 187771.5968 | 188033.712 | 188279.896 | 188512.7426 | 188734.2099 | 188945.8193 | 189148.7805 | 189344.0745 | 189532.5095 | 189714.7613 | 189891.4013 | 190062.918 | 190229.733 | 190392.2128 | 190550.679 | 190705.415 | 190856.6724 | 191004.6758 | 191149.6267 | 191291.7063 | 191431.079 | 191567.8937 | 191702.2863 | 191834.3811 | 191964.2921 | 192092.1241 | 192217.9738 | 192341.9307 | 192464.0778 | 192584.492 | 192703.2451 | 192820.4039 | 192936.0311 | 876364.3637 | 944685.6268 | 949431.3232 | 953509.655 | 957142.5919 | 960450.7017 | 963508.2499
18 | 38 | 10 | Reduced Automobile Reliance Strategies | 2010$ | -2165760.9659 | 0 | 0 | -102475 | -104950 | -107425 | -109900 | -112375 | -164850 | -167325 | -169800 | -172275 | -174750 | -174750 | -174750 | -174750 | -174750 | -174750 | -174750 | -174750 | -174750 | -174750 | -174750 | -174750 | -174750 | -174750 | -174750 | -174750 | -174750 | -174750 | -174750 | -174750 | -174750 | -174750 | -174750 | -174750 | -174750 | -174750 | -174750 | -174750 | -174750 | -724250 | -871275 | -873750 | -873750 | -873750 | -873750 | -873750
18 | 38 | 11 | Waste Reduction | 2010$ | 43933.9021 | 0 | 0 | 3148 | 3148 | 3148 | 3148 | 3148 | 3148 | 3148 | 3148 | 3148 | 3148 | 3148 | 3148 | 3148 | 3148 | 3148 | 3148 | 3148 | 3148 | 3148 | 3148 | 3148 | 3148 | 3148 | 3148 | 3148 | 3148 | 3148 | 3148 | 3148 | 3148 | 3148 | 3148 | 3148 | 3148 | 3148 | 3148 | 3148 | 3148 | 15740 | 15740 | 15740 | 15740 | 15740 | 15740 | 15740
18 | 38 | 12 | Steam Line Improvements | 2010$ | 5520765.9618 | 0 | 0 | 318930.9882 | 325674.3829 | 331089.06 | 340270.0598 | 345795.673 | 351368.0355 | 356987.4767 | 362654.3282 | 368368.9235 | 374131.5983 | 379942.6907 | 385802.5408 | 391711.4907 | 397669.8851 | 403678.0707 | 409736.3964 | 415845.2133 | 422004.8751 | 428215.7373 | 434478.158 | 440792.4976 | 447159.1185 | 453578.3859 | 460050.667 | 466576.3314 | 473155.7512 | 479789.3008 | 486477.357 | 493220.299 | 500018.5085 | 506872.3696 | 513782.2688 | 520748.5953 | 527771.7404 | 534852.0983 | 541990.0654 | 549186.0409 | 556440.4265 | 1757075.5732 | 1899957.244 | 2048934.4406 | 2204223.8973 | 2366049.4073 | 2534642.0412 | 2710240.3715
18 | 38 | 13 | Coal to Natural Gas Conversion @ Steam Plant | 2010$ | -4228976.1406 | 0 | 0 | 0 | 0 | 0 | -303812.5534 | -308746.1366 | -313721.4603 | -318738.8185 | -323798.5073 | -328900.8245 | -334046.0699 | -339234.5453 | -344466.5543 | -349742.4024 | -355062.3974 | -360426.8488 | -365836.0682 | -371290.3691 | -376790.067 | -382335.4797 | -387926.9268 | -393564.73 | -399249.213 | -404980.7017 | -410759.5241 | -416586.0102 | -422460.4921 | -428383.3043 | -434354.783 | -440375.267 | -446445.0969 | -452564.6157 | -458734.1686 | -464954.1029 | -471224.7682 | -477546.5163 | -483919.7013 | -490344.6794 | -496821.8093 | -1568817.4761 | -1696390.3965 | -1829405.7506 | -1968057.0512 | -2112544.1137 | -2263073.2511 | -2419857.4745
18 | 38 | 14 | On-site Wind | 2010$ | -75306.6255 | 0 | -6057.54 | -5982.7077 | -5907.5012 | -5831.9187 | -5755.9583 | -5679.6181 | -5602.8962 | -5525.7907 | -5448.2997 | -5370.4212 | -5292.1533 | -5213.494 | -5134.4415 | -5054.9937 | -4975.1487 | -4894.9044 | -4814.2589 | -4733.2102 | -4651.7563 | -4569.8951 | -4487.6245 | -4404.9427 | -4321.8474 | -4238.3366 | -4154.4083 | -4070.0603 | -3985.2906 | -3900.0971 | -3814.4776 | -3728.43 | -3641.9521 | -3555.0419 | -3467.6971 | -3379.9156 | -3291.6951 | -3203.0336 | -3113.9288 | -3024.3784 | -2934.3803 | -28012.563 | -26065.5036 | -24069.2785 | -22022.6463 | -19924.3339 | -17773.0366 | -15567.4163
18 | 38 | 15 | Solar DHW | 2010$ | 64882.291 | 0 | 0 | 4365.7751 | 4387.604 | 4409.542 | 4431.5897 | 4453.7476 | 4476.0164 | 4498.3965 | 4520.8884 | 4543.4929 | 4566.2104 | 4589.0414 | 4611.9866 | 4635.0465 | 4658.2218 | 4681.5129 | 4704.9205 | 4728.4451 | 4752.0873 | 4775.8477 | 4799.727 | 4823.7256 | 4847.8442 | 4872.0834 | 4896.4439 | 4920.9261 | 4945.5307 | 4970.2584 | 4995.1097 | 5020.0852 | 5045.1856 | 5070.4116 | 5095.7636 | 5121.2424 | 5146.8486 | 5172.5829 | 5198.4458 | 5224.438 | 5250.5602 | 22380.6386 | 22945.7778 | 23525.1875 | 24119.2279 | 24728.2686 | 25352.6884 | 25992.8756
18 | 38 | 16 | Geo Exchange | 2010$ | 1329921.4699 | 0 | 0 | 0 | 49582.3514 | 49905.2632 | 100459.579 | 101111.8769 | 101767.4363 | 102426.2735 | 103088.4049 | 103753.8469 | 104422.6161 | 105094.7292 | 105770.2029 | 106449.0539 | 107131.2991 | 107816.9556 | 108506.0404 | 109198.5706 | 109894.5635 | 110594.0363 | 111297.0065 | 112003.4915 | 112713.509 | 113427.0765 | 114144.2119 | 114864.9329 | 115589.2576 | 116317.2039 | 117048.7899 | 117784.0339 | 118522.954 | 119265.5688 | 120011.8967 | 120761.9561 | 121515.7659 | 122273.3447 | 123034.7115 | 123799.885 | 124568.8845 | 508853.5707 | 525490.449 | 542547.4293 | 560035.1197 | 577964.3963 | 596346.4095 | 615192.5916
18 | 38 | 17 | Rooftop Solar PV | 2010$ | 747925.0967 | 0 | 0 | 0 | 0 | 0 | 61044.9883 | 61350.2133 | 61656.9643 | 61965.2491 | 62275.0754 | 62586.4508 | 62899.383 | 63213.8799 | 63529.9493 | 63847.5991 | 64166.8371 | 64487.6713 | 64810.1096 | 65134.1602 | 65459.831 | 65787.1301 | 66116.0658 | 66446.6461 | 66778.8793 | 67112.7737 | 67448.3376 | 67785.5793 | 68124.5072 | 68465.1297 | 68807.4554 | 69151.4926 | 69497.2501 | 69844.7364 | 70193.96 | 70544.9298 | 70897.6545 | 71252.1428 | 71608.4035 | 71966.4455 | 72326.2777 | 308292.4904 | 316077.2621 | 324058.6091 | 332241.495 | 340631.0091 | 349232.369 | 358050.9239
18 | 38 | 18 | Blank | 2010$ | 0 | 0 | 0 | 0 | 0 | 0 | 0 | 0 | 0 | 0 | 0 | 0 | 0 | 0 | 0 | 0 | 0 | 0 | 0 | 0 | 0 | 0 | 0 | 0 | 0 | 0 | 0 | 0 | 0 | 0 | 0 | 0 | 0 | 0 | 0 | 0 | 0 | 0 | 0 | 0 | 0 | 0 | 0 | 0 | 0 | 0 | 0 | 0
18 | 38 | 19 | Blank | 2010$ | 0 | 0 | 0 | 0 | 0 | 0 | 0 | 0 | 0 | 0 | 0 | 0 | 0 | 0 | 0 | 0 | 0 | 0 | 0 | 0 | 0 | 0 | 0 | 0 | 0 | 0 | 0 | 0 | 0 | 0 | 0 | 0 | 0 | 0 | 0 | 0 | 0 | 0 | 0 | 0 | 0 | 0 | 0 | 0 | 0 | 0 | 0 | 0
18 | 38 | 20 | Blank | 2010$ | 0 | 0 | 0 | 0 | 0 | 0 | 0 | 0 | 0 | 0 | 0 | 0 | 0 | 0 | 0 | 0 | 0 | 0 | 0 | 0 | 0 | 0 | 0 | 0 | 0 | 0 | 0 | 0 | 0 | 0 | 0 | 0 | 0 | 0 | 0 | 0 | 0 | 0 | 0 | 0 | 0 | 0 | 0 | 0 | 0 | 0 | 0 | 0
18 | 38 | 21 | Blank | 2010$ | 0 | 0 | 0 | 0 | 0 | 0 | 0 | 0 | 0 | 0 | 0 | 0 | 0 | 0 | 0 | 0 | 0 | 0 | 0 | 0 | 0 | 0 | 0 | 0 | 0 | 0 | 0 | 0 | 0 | 0 | 0 | 0 | 0 | 0 | 0 | 0 | 0 | 0 | 0 | 0 | 0 | 0 | 0 | 0 | 0 | 0 | 0 | 0
18 | 38 | 22 | Blank | 2010$ | 0 | 0 | 0 | 0 | 0 | 0 | 0 | 0 | 0 | 0 | 0 | 0 | 0 | 0 | 0 | 0 | 0 | 0 | 0 | 0 | 0 | 0 | 0 | 0 | 0 | 0 | 0 | 0 | 0 | 0 | 0 | 0 | 0 | 0 | 0 | 0 | 0 | 0 | 0 | 0 | 0 | 0 | 0 | 0 | 0 | 0 | 0 | 0
18 | 38 | 23 | Blank | 2010$ | 0 | 0 | 0 | 0 | 0 | 0 | 0 | 0 | 0 | 0 | 0 | 0 | 0 | 0 | 0 | 0 | 0 | 0 | 0 | 0 | 0 | 0 | 0 | 0 | 0 | 0 | 0 | 0 | 0 | 0 | 0 | 0 | 0 | 0 | 0 | 0 | 0 | 0 | 0 | 0 | 0 | 0 | 0 | 0 | 0 | 0 | 0 | 0
18 | 38 | 24 | Blank | 2010$ | 0 | 0 | 0 | 0 | 0 | 0 | 0 | 0 | 0 | 0 | 0 | 0 | 0 | 0 | 0 | 0 | 0 | 0 | 0 | 0 | 0 | 0 | 0 | 0 | 0 | 0 | 0 | 0 | 0 | 0 | 0 | 0 | 0 | 0 | 0 | 0 | 0 | 0 | 0 | 0 | 0 | 0 | 0 | 0 | 0 | 0 | 0 | 0
18 | 38 | 25 | Blank | 2010$ | 0 | 0 | 0 | 0 | 0 | 0 | 0 | 0 | 0 | 0 | 0 | 0 | 0 | 0 | 0 | 0 | 0 | 0 | 0 | 0 | 0 | 0 | 0 | 0 | 0 | 0 | 0 | 0 | 0 | 0 | 0 | 0 | 0 | 0 | 0 | 0 | 0 | 0 | 0 | 0 | 0 | 0 | 0 | 0 | 0 | 0 | 0 | 0
18 | 38 | 26 | Blank | 2010$ | 0 | 0 | 0 | 0 | 0 | 0 | 0 | 0 | 0 | 0 | 0 | 0 | 0 | 0 | 0 | 0 | 0 | 0 | 0 | 0 | 0 | 0 | 0 | 0 | 0 | 0 | 0 | 0 | 0 | 0 | 0 | 0 | 0 | 0 | 0 | 0 | 0 | 0 | 0 | 0 | 0 | 0 | 0 | 0 | 0 | 0 | 0 | 0
18 | 38 | 27 | Blank | 2010$ | 0 | 0 | 0 | 0 | 0 | 0 | 0 | 0 | 0 | 0 | 0 | 0 | 0 | 0 | 0 | 0 | 0 | 0 | 0 | 0 | 0 | 0 | 0 | 0 | 0 | 0 | 0 | 0 | 0 | 0 | 0 | 0 | 0 | 0 | 0 | 0 | 0 | 0 | 0 | 0 | 0 | 0 | 0 | 0 | 0 | 0 | 0 | 0
18 | 38 | 28 | Blank | 2010$ | 0 | 0 | 0 | 0 | 0 | 0 | 0 | 0 | 0 | 0 | 0 | 0 | 0 | 0 | 0 | 0 | 0 | 0 | 0 | 0 | 0 | 0 | 0 | 0 | 0 | 0 | 0 | 0 | 0 | 0 | 0 | 0 | 0 | 0 | 0 | 0 | 0 | 0 | 0 | 0 | 0 | 0 | 0 | 0 | 0 | 0 | 0 | 0
18 | 38 | 29 | Sustainability Driven-Master Plan | 2010$ | -537861.8709 | 0 | -600000 | 0 | 0 | 0 | 0 | 0 | 0 | 0 | 0 | 0 | 0 | 0 | 0 | 0 | 0 | 0 | 0 | 0 | 0 | 0 | 0 | 0 | 0 | 0 | 0 | 0 | 0 | 0 | 0 | 0 | 0 | 0 | 0 | 0 | 0 | 0 | 0 | 0 | 0 | 0 | 0 | 0 | 0 | 0 | 0 | 0
18 | 38 | 30 | Research and Curriculum | 2010$ | -4867919.5727 | -200000 | -315000 | -315000 | -315000 | -315000 | -315000 | -315000 | -315000 | -315000 | -315000 | -315000 | -315000 | -315000 | -315000 | -315000 | -315000 | -315000 | -315000 | -315000 | -315000 | -315000 | -315000 | -315000 | -315000 | -315000 | -315000 | -315000 | -315000 | -315000 | -315000 | -315000 | -315000 | -315000 | -315000 | -315000 | -315000 | -315000 | -315000 | -315000 | -315000 | -1575000 | -1575000 | -1575000 | -1575000 | -1575000 | -1575000 | -1575000
|  |  | Incremental OPEX (Non-Fuel and Fuel) | 2010$ | 186493195.9884 | 37052.0534 | 100980.8503 | 3110200.2492 | 4369583.5859 | 5840539.0727 | 6775416.2032 | 7151490.7378 | 7944926.3812 | 8643915.4662 | 9435585.7466 | 10231662.8602 | 11032170.2014 | 11839606.0118 | 12610923.734 | 13315047.8651 | 14023262.1084 | 14735594.233 | 15452072.1935 | 16172724.1483 | 16897578.4719 | 17626663.7646 | 18339815.226 | 19204290.7051 | 19925643.8337 | 20723146.9109 | 21323356.494 | 22588255.1209 | 23194957.2274 | 23893236.1642 | 24506517.6314 | 25123121.8217 | 25743071.0191 | 26366387.6994 | 26993094.53 | 27623214.3695 | 28256770.2682 | 28893785.4676 | 29534283.4003 | 30178287.6902 | 30825822.152 | 39951334.5349 | 59029410.6725 | 77281231.1551 | 95819560.4403 | 115506322.6379 | 131848889.4396 | 147688948.9783
HOME

## VSG (3)
| Amount | Cumulative | EndPoints | blank neg | red neg | grn neg | blank pos | red pos | grn pos | Y label
Electricity Savings | 91.9825 | 91.9825 |  |  | 0 | 0 |  | 0 | 91.9825 | 91.9825
New Electricity Source Fuel Cost | -1.4892 | 90.4933 |  | 0 | 0 | 0 | 90.4933 | 1.4892 | 0 | 91.9825
Steam Savings | 56.138 | 146.6313 |  | 0 | 0 | 0 | 90.4933 | 0 | 56.138 | 146.6313
New Steam Source Fuel Cost | -4.229 | 142.4023 |  | 0 | 0 | 0 | 142.4023 | 4.229 | 0 | 146.6313
Chilled Water Savings | 16.5073 | 158.9096 |  | 0 | 0 | 0 | 142.4023 | 0 | 16.5073 | 158.9096
New Chilled Water Source Fuel Cost | -9.7821 | 149.1275 |  | 0 | 0 | 0 | 149.1275 | 9.7821 | 0 | 158.9096
NG Savings (Cost) | 0 | 149.1275 |  | 0 | 0 | 0 | 149.1275 | 0 | 0 | 149.1275
Campus Fleet Fuel | 0 | 149.1275 |  | 0 | 0 | 0 | 149.1275 | 0 | 0 | 149.1275
Avoided Capital Cost | 379.8786 | 529.0061 |  | 0 | 0 | 0 | 149.1275 | 0 | 379.8786 | 529.0061
New Capital Cost | -24.6629 | 504.3432 |  | 0 | 0 | 0 | 504.3432 | 24.6629 | 0 | 529.0061
Avoided Operating Costs | 46.8995 | 551.2427 |  | 0 | 0 | 0 | 504.3432 | 0 | 46.8995 | 551.2427
New Operating Costs | -9.5338 | 541.7089 |  | 0 | 0 | 0 | 541.7089 | 9.5338 | 0 | 551.2427
Other Revenue (Expense) | 0 | 541.7089 |  | 0 | 0 | 0 | 541.7089 | 0 | 0 | 541.7089
Incremental Cash Flow w/o Compliance Savings | 541.7089 |  | 541.7089 | [6 empty] | 541.7089
Avoided Compliance Risk | 62.9029 | 604.6117 |  | 0 | 0 | 0 | 541.7089 | 0 | 62.9029 | 604.6117
Incremental Cash Flow w/ Compliance Savings | 604.6117 |  | 604.6117 | [6 empty] | 604.6117
Technique: http://peltiertech.com/Excel/Charts/waterfallcrossing.html

## VSG (4)
| Amount | Cumulative | EndPoints | blank neg | red neg | grn neg | blank pos | red pos | grn pos | Y label
Electricity Savings | 5.4607 | 5.4607 |  |  | 0 | 0 |  | 0 | 5.4607 | 5.4607
New Electricity Source Fuel Cost | 0 | 5.4607 |  | 0 | 0 | 0 | 5.4607 | 0 | 0 | 5.4607
Steam Savings | 0 | 5.4607 |  | 0 | 0 | 0 | 5.4607 | 0 | 0 | 5.4607
New Steam Source Fuel Cost | 0 | 5.4607 |  | 0 | 0 | 0 | 5.4607 | 0 | 0 | 5.4607
Chilled Water Savings | 0 | 5.4607 |  | 0 | 0 | 0 | 5.4607 | 0 | 0 | 5.4607
New Chilled Water Source Fuel Cost | 0 | 5.4607 |  | 0 | 0 | 0 | 5.4607 | 0 | 0 | 5.4607
NG Savings (Cost) | 0 | 5.4607 |  | 0 | 0 | 0 | 5.4607 | 0 | 0 | 5.4607
Campus Fleet Fuel | 0 | 5.4607 |  | 0 | 0 | 0 | 5.4607 | 0 | 0 | 5.4607
Avoided Capital Cost | 0 | 5.4607 |  | 0 | 0 | 0 | 5.4607 | 0 | 0 | 5.4607
New Capital Cost | 0 | 5.4607 |  | 0 | 0 | 0 | 5.4607 | 0 | 0 | 5.4607
Avoided Operating Costs | 0 | 5.4607 |  | 0 | 0 | 0 | 5.4607 | 0 | 0 | 5.4607
New Operating Costs | -0.88859 | 4.5722 |  | 0 | 0 | 0 | 4.5722 | 0.88859 | 0 | 5.4607
Other Revenue (Expense) | 0 | 4.5722 |  | 0 | 0 | 0 | 4.5722 | 0 | 0 | 4.5722
Incremental Cash Flow w/o Compliance Savings | 4.5722 |  | 4.5722 | [6 empty] | 4.5722
Avoided Compliance Risk | 1.6654 | 6.2376 |  | 0 | 0 | 0 | 4.5722 | 0 | 1.6654 | 6.2376
Incremental Cash Flow w/ Compliance Savings | 6.2376 |  | 6.2376 | [6 empty] | 6.2376
Technique: http://peltiertech.com/Excel/Charts/waterfallcrossing.html
1 |  | Components of Value: Behavior Change
HOME

## Building List
ID | Name | Address | Zone | GSF | Construction | Acquisition | Year added to CWRU Inventory | Year removed from CWRU Inventory | Air | Sprinklered | Use | Replacement Value | Owner
ACADEMIC
5B17 | Adelbert Gym | Adelbert Road 2128 | 3 | 28550 | 1888 | 0 | 1888 |  | N | NONE | AC | 1874307 | 1
4B31 | Amasa Stone Chapel | Euclid Avenue 10940 | 3 | 18220 | 1909 | 0 | 1909 |  | Y | FULL | AC | 4297742 | 1
5C24 | Art Studio | Adelbert Road 2215 | 4 | 14323 | 1926 | 2000 | 2000 |  | Y | FULL | AC | 2154142 | 1
5B21 | AW Smith | Adelbert Road 2102 | 3 | 88536 | 1939 | 0 | 1939 |  | N | NONE | AC | 11336049 | 1
3E09 | Bellflower 11427 - Bellflower House | Bellflower Road 11427 | 0 | 10475 | 0 | 1988 | 2007 |  | N | NONE | AC | 1242980 | 1
5B15 | Bingham Building | Adelbert Road 2104 | 3 | 94921 | 1927 | 0 | 1927 |  | Y | PARTIAL | AC | 18208909 | 1
5C15 | Biomedical Research Building | Adelbert Road 2109 | 1 | 265533 | 1992 | 0 | 1992 |  | Y | FULL | AC | 97660166 | 1
2B05 | CCSB & Wright Fuel Cell | East 101st 1819 | 2 | 18514 | 2005 | 2005 | 2005 |  | Y | FULL | AC | 7104105 | 1
3C21 | Clark Hall | Bellflower Road 11130 | 2 | 18611 | 1892 | 0 | 1892 |  | Y | FULL | AC | 4958391 | 1
4B30 | Crawford Hall | Euclid Avenue 10900 | 4 | 76080 | 1968 | 1968 | 1968 |  | Y | NONE | AC | 11930979 | 1
3E17 | Denison Hall | East 115th 1650 | 2 | 8805 | 1965 | 1965 | 1965 |  | Y | NONE | AC | 1212307 | 1
5C23 | Dental School | Cornell Road 2124 | 1 | 143459 | 1967 | 1967 | 1967 |  | Y | NONE | AC | 14959053 | 1
3D09 | Dively Building | Bellflower Road 11240 | 2 | 38063 | 1994 | 1994 | 1994 |  | Y | FULL | AC | 10796501 | 1
4B23 | Eldred Hall | Adelbert Road 2070 | 3 | 18082 | 1897 | 0 | 1897 |  | Y | FULL | AC | 2969826 | 1
5B03 | Emerson Gym | Adelbert Road 2138 | 4 | 92952 | 1957 | 1957 | 1957 |  | Y | NONE | AC | 9209593 | 1
5B09 | Glennan Building | Martin Luther King Jr. Drive 2123 | 4 | 116325 | 1968 | 1968 | 1968 |  | Y | PARTIAL | AC | 18225774 | 1
3C23 | Guilford House | Bellflower Road 11112 | 2 | 29251 | 1892 | 0 | 1892 |  | Y | FULL | AC | 3734973 | 1
3D03 | Harkness Chapel | Bellflower Road 11200 | 2 | 18208 | 1902 | 0 | 1902 |  | Y | FULL | AC | 6167047 | 1
3C15 | Haydn Hall | Bellflower Road 11118 | 2 | 20178 | 1902 | 0 | 1902 |  | Y | NONE | AC | 2429366 | 1
3C09 | Kelvin Smith Library | Euclid Avenue 11055 | 2 | 144290 | 1996 | 1996 | 1996 |  | Y | FULL | AC | 35046746 | 1
5B23 | Kent Hale Smith | Adelbert Road 2100 | 3 | 92515 | 1994 | 1994 | 1994 |  | Y | FULL | AC | 34813038 | 1
3D42 | Law School | East Boulevard 11075 | 2 | 121168 | 1971 | 1971 | 1971 |  | Y | PARTIAL | AC | 24436588 | 1
3D15 | Mandel Center for Nonprofit | Bellflower Road 11402 | 0 | 25403 | 2007 | 2007 | 2007 |  | Y | FULL | AC | 9140220 | 1
3D29 | Mandel School of Applied Social Sciences | Bellflower Road 11235 | 2 | 63594 | 1990 | 1990 | 1990 |  | Y | PARTIAL | AC | 10389344 | 1
3C19 | Mather Dance Center | Bellflower Road 11040 | 2 | 13474 | 1907 | 0 | 1907 |  | 0 | FULL | AC | 1761599 | 1
3C13 | Mather House | Euclid Avenue 11201 | 2 | 22480 | 1913 | 0 | 1913 |  | 0 | FULL | AC | 3116074 | 1
3D05 | Mather Memorial Building | Bellflower Road 11220 | 2 | 62835 | 1913 | 0 | 1913 |  | N | NONE | AC | 11862236 | 1
4B13 | Millis Hall | Adelbert Road 2074 | 3 | 190677 | 1962 | 1962 | 1962 |  | Y | FULL | AC | 21557539 | 1
4B11 | Morley Chemistry | Adelbert Road 2090 | 3 | 25483 | 1908 | 0 | 1908 |  | Y | NONE | AC | 3127918 | 1
4B05 | Nord Hall | Martin Luther King Jr. Drive 2095 | 4 | 61000 | 1988 | 1988 | 1988 |  | Y | FULL | AC | 8871741 | 1
5C21 | Nursing School | Cornell Road 2120 | 1 | 92968 | 1967 | 1967 | 1967 |  | Y | PARTIAL | AC | 10225509 | 1
5B19 | Olin Building | Martin Luther King Jr. Drive 2101 | 4 | 59611 | 1962 | 1962 | 1962 |  | Y | NONE | AC | 12825717 | 1
4C05 | Pathology Building | Adelbert Road 2085 | 1 | 62348 | 1929 | 0 | 1929 |  | Y | NONE | AC | 16818186 | 1
3D39 | Peter B Lewis | Bellflower Road 11119 | 2 | 149900 | 2002 | 2002 | 2002 |  | Y | FULL | AC | 70842353 | 1
5C13 | Robbins Building | Circle Drive 2210 | 1 | 388085 | 1967 | 1967 | 1967 |  | Y | PARTIAL | AC | 55030703 | 1
4B09 | Rockefeller | Adelbert Road 2076 | 3 | 62584 | 1905 | 0 | 1905 |  | Y | FULL | AC | 7305830 | 1
4B01 | Sears | Martin Luther King Jr. Drive 2083 | 4 | 85539 | 1960 | 1960 | 1960 |  | Y | PARTIAL | AC | 13771612 | 1
| Sears Tower | Circle Drive 2210 | 1 | 0 |  |  | 0
2D09 | Stone Hall | Juniper Drive 11321 | 2 | 19068 | 1961 | 1961 | 1961 |  | Y | NONE | AC | 2692739 | 1
4B03 | Strosacker Auditorium | Adelbert Road 2125 | 3 | 20058 | 1958 | 1958 | 1958 |  | Y | NONE | AC | 2849226 | 1
5B06 | Veale Center | Adelbert Road 2138 | 4 | 106069 | 2000 | 2000 | 2000 |  | Y | FULL | AC | 16052799 | 1
5B13 | White Building | Martin Luther King Jr. Drive 2111 | 4 | 75290 | 1961 | 1961 | 1961 |  | Y | NONE | AC | 12376373 | 1
4B07 | Wickenden | Martin Luther King Jr. Drive 2071 | 4 | 72635 | 1955 | 0 | 1955 |  | Y | FULL | AC | 13377451 | 1
5D02 | Wolstein Research Building | Cornell Road 2103 | 1 | 320000 | 2003 | 2003 | 2003 |  | Y | FULL | AC | 79811884 | 1
5C17 | Wood Building | Adelbert Road 2109 | 1 | 213760 | 1924 | 0 | 1924 |  | Y | PARTIAL | AC | 48159603 | 1
| BAKER MEMORIAL Total |  |  | 67290 | 1979 | 1979 | 1979 | 2005
| Pardee |  |  | 49292 | 1979 | 1979 | 1979 | 1995
| TRIANGLE BLDG Total |  |  | 5685.1855 | 1979 | 1979 | 1979 | 2005
5C18 | Wood Research Tower | Adelbert Road 2123 | 1 | 49744 | 2003 | 2003 | 2003 |  | Y | FULL | AC | 13771706 | 1
4B17 | Yost Hall | Martin Luther King Jr. Drive 2049 | 0 | 49292 | 1951 | 0 | 1951 |  | Y | NONE | AC | 7584360 | 1
|  |  |  | 3891223.1855 | [6 empty] | 50 | 778091304
ID | Name |  | Zone | GSF | Construction | Acquisition | Year added to CWRU Inventory | Year removed from CWRU Inventory | Air | Sprinklered | Use | Replacement Value | Owner Id
ADMINISTRATIVE
4B29 | Adelbert Hall | Adelbert Road 2040 | 3 | 50800 | 1882 | 0 | 1882 |  | Y | FULL | AD | 21972902 | 1
4C35 | Allen Memorial Library | Euclid Avenue 11000 | 3 | 46242 | 1926 | 0 | 1926 |  | Y | PARTIAL | AD | 13922647 | 1
3D47 | Alumni House - 11310 Juniper | Juniper Drive 11310 | 0 | 11365 | 1911 | 1953 | 1953 |  | Y | NONE | AD | 1035126 | 1
3D24 | Bellflower 11416 - Carriage House | Bellflower Road 11416 | 0 | 1500 | 1920 | 0 | 1920 |  | Y | NONE | AD | 205720 | 1
3D57 | Bellflower 11424 - Computing Center | Bellflower Road 11424 | 0 | 5693 | 1920 | 0 | 2008 |  | Y | NONE | AD | 222547 | 1
5A02 | BioEnterprise / University West | Cedar Avenue 11000 | 4 | 119466 | 0 | 1992 | 1992 |  | Y | PARTIAL | AD | 21186013 | 1
5A07 | Cedar Avenue Service Center | Cedar Avenue 10620 | 4 | 128241 | 1970 | 1993 | 1993 |  | N | PARTIAL | AD | 13711143 | 1
6C02 | Harcourt House - Harcourt 2163 | Harcourt 2163 | 4 | 10376 | 1906 | 1987 | 1987 |  | Y | NONE | AD | 1700701 | 1
5C05 | Health Services Building | Adelbert Road 2145 | 1 | 12429 | 1890 | 1896 | 1896 |  | Y | PARTIAL | AD | 3980536 | 1
5B01 | Lincoln Storage | Cedar Avenue 11201 | 0 | 50400 | 1924 | 2000 | 2000 |  | N | NONE | AD | 3444659 | 1
3D66 | North Campus Security Office | East 115 Street 1725 | 0 | 5000 | 1910 | 0 | 1910 |  | Y | NONE | AD | 507890 | 1
3D55 | Protective Services Satellite Office | Bellflower Road 11421.5 | 0 | 0 | 0 | 1990 | 1990 |  | 0 | NONE | AD | 110761 | 1
3C07 | Thwing Center | Euclid Avenue 11111 | 2 | 84204 | 1900 | 1931 | 1931 |  | Y | PARTIAL | AD | 9222823 | 1
4B27 | Tomlinson Hall | Martin Luther King Jr. Drive 2121 | 4 | 38545 | 1948 | 0 | 1948 |  | N | PARTIAL | AD | 5288868 | 1
3D13 | Wolstein Hall | Bellflower Road 11318 | 2 | 15902 | 0 | 0 | 0 |  | Y | FULL | AD | 2502704 | 1
|  |  |  | 580163 | [6 empty] | 15 | 99015040
ID | Name |  | Zone | GSF | Construction | Acquisition | Year added to CWRU Inventory | Year removed from CWRU Inventory | Air | Sprinklered | Use | Replacement Value | Owner Id
COMMERCIAL
3D49 | Juniper 11300 - Coffee House @ University Circle | Juniper Drive11300 | 0 | 8000 | 1920 | 1975 | 1975 |  | Y | NONE | C | 1065941 | 1
3D51 | Juniper 11310 - Barking Spider | Juniper Drive 11310 | 0 | 1400 | 1920 | 0 | 1920 |  | N | NONE | C | 338873 | 1
3D50 | Bellflower 11401 - L'Albatros | Bellflower Road 11401 | 0 | 2800 | 1915 | 0 | 1915 |  | Y | NONE | C | 611176 | 1
3D44 | Ford 1903 - Land Only | Ford 1903 | 0 | 0 | 0 | 0 | 0 |  | 0 | NONE | C | 0 | 1
4D10 | Triangle Tower 1 | Mayfield Road 11457 | 0 | 145170 | 1989 | 2005 | 2005 |  | 0 | PARTIAL | C | 0 | 1
4D11 | Triangle Tower 2 | Mayfield Road 11477 | 0 | 108880 | 1989 | 2005 | 2005 |  | 0 | PARTIAL | C | 0 | 1
|  |  |  | 266250 | [6 empty] | 6 | 2015990
ID | Name |  | Zone | GSF | Construction | Acquisition | Year added to CWRU Inventory | Year removed from CWRU Inventory | Air | Sprinklered | Use | Replacement Value | Owner Id
COMMERCIAL RESIDENTIAL
3D67 | Bellflower 11424.5 - Carriage House | Bellflower Road 11424.5 | 0 | 1096 | 0 | 0 | 0 |  | Y | NONE | CR | 0 | 1
6C04 | Carlton 11901 - Scholars House | Carlton Road 11901 | 6 | 8844 | 0 | 0 | 0 |  | N | NONE | CR | 2468244 | 1
6C08 | Carlton 11920 - Guest House | Carlton Road 11920 | 0 | 2000 | 1926 | 1981 | 1981 |  | N | NONE | CR | 220887 | 1
6C09 | Carlton 11921/11923 - duplex | Carlton Road 11921/11923 | 6 | 14819 | 1968 | 0 | 1968 |  | N | NONE | CR | 1766782 | 1
6B18 | Fairchild 11414 - Fairchild House | Fairchild 11414 | 0 | 2500 | 1915 | 1992 | 1992 |  | Y | NONE | CR | 411438 | 1
6B14 | Fairchild 11422 - House | Fairchild 11422 | 0 | 1900 | 1915 | 1991 | 1991 |  | Y | NONE | CR | 289010 | 1
6B15 | Fairchild 11426 - House | Fairchild 11426 | 0 | 1300 | 1915 | 1992 | 1992 |  | N | NONE | CR | 289010 | 1
6B13 | Fairchild 11430 - House | Fairchild 11430 | 0 | 1700 | 1915 | 1990 | 1990 |  | Y | NONE | CR | 289010 | 1
6B19 | Glenwood 11407 - House | Glenwood 11407 | 0 | 0 |  |  | 0 |  |  |  | CR |  | 1
6B20 | Glenwood 11409 - House | Glenwood 11409 | 0 | 2000 | 1915 | 1997 | 1997 |  | N | NONE | CR | 95037 | 1
3D43 | Glidden House - 1901 Ford | Ford 1901 | 0 | 0 | 1901 | 1975 | 1975 |  | 0 | FULL | CR | 3507187 | 1
3D48 | Juniper 11320 | Juniper Drive 11321 | 0 | 7000 | 1920 | 0 | 1920 |  | N | NONE | CR | 947351 | 1
2E15 | Magnolia 11116 - Magnolia House | Magnolia 11116 | 0 | 0 | 0 | 0 | 0 |  | Y | PARTIAL | CR | 1898168 | 1
5C29 | Murray Hill 2266 - House | Murray Hill 2266 | 0 | 1900 | 1900 | 2002 | 2002 |  | N | NONE | CR | 172236 | 1
5C28 | Murray Hill 2272 - House | Murray Hill 2272 | 0 | 2100 | 1910 | 1998 | 1998 |  | N | NONE | CR | 380143 | 1
6C15 | Murray Hill 2265 - Murray Hill House | Murray Hill 2265 | 6 | 13726 | 1964 | 0 | 1964 |  | N | NONE | CR | 2439173 | 1
2E12 | Wade Park 11420 - House | Wade Park 11420 | 0 | 5100 | 1930 | 0 | 1930 |  | 0 | NONE | CR | 563340 | 1
|  |  |  | 65985 | [6 empty] | 17 | 15737016
ID | Name |  | Zone | GSF | Construction | Acquisition | Year added to CWRU Inventory | Year removed from CWRU Inventory | Air | Sprinklered | Use | Replacement Value | Owner Id
RESIDENTIAL
6B05 | Alumni House - 2345 Murray Hill | Murray Hill 2345 | 6 | 25251 | 1964 | 0 | 1964 |  | N | NONE | R | 3573203 | 1
3E71 | Apartment 1680 East 117th Street | East 117 Street 1680 | 0 | 16000 | 1910 | 0 | 1910 |  | N | NONE | R | 890967 | 1
3D65 | Apartment 1715 East 115th Street - Twin Gables | East 115 Street 1715 | 0 | 16000 | 1915 | 0 | 1915 |  | N | NONE | R | 1293240 | 1
3E60 | Apartment 1719 East 116th Street | East 116 Street 1719 | 0 | 9000 | 1905 | 1989 | 1989 |  | N | NONE | R | 454899 | 1
3E59 | Apartment 1720/28 East 116th Street - The Noble | East 116 Street 1720/28 | 0 | 18000 | 1910 | 1989 | 1989 |  | N | NONE | R | 709100 | 1
3E61 | Apartment 1727 East 116th Street | East 116 Street 1727 | 0 | 9000 | 1905 | 1989 | 1989 |  | N | NONE | R | 1017880 | 1
6B01 | Carlton Commons | Carlton Road 11892 | 6 | 29490 | 1968 | 0 | 1968 |  | Y | PARTIAL | R | 3727761 | 1
2E11 | Clarke Tower | East 115 Street 1596 | 6 | 67337 | 1967 | 1967 | 1967 |  | N | FULL | R | 10447215 | 1
2E05 | Cutler House | East 115 Street 1616 | 6 | 22688 | 1964 | 1964 | 1964 |  | N | NONE | R | 2752407 | 1
2D07 | Cutter House | Juniper 11301 | 6 | 26471 | 1961 | 1961 | 1961 |  | N | NONE | R | 2848745 | 1
6B11 | Fribley Commons | Murray Hill 2315 | 6 | 25833 | 1964 | 1964 | 1964 |  | Y | NONE | R | 3658641 | 1
6C03 | Glaser House | Carlton Road 11900 | 6 | 35180 | 1968 | 1968 | 1968 |  | N | PARTIAL | R | 5079838 | 1
3E23 | Hitchcock House | East 115 Street 1626 | 6 | 22688 | 1964 | 1964 | 1964 |  | N | NONE | R | 2796024 | 1
6B07 | Howe House | Murray Hill 2335 | 6 | 23028 | 1964 | 1964 | 1964 |  | N | NONE | R | 3582550 | 1
6C05 | Kusch House | Carlton Road 11904 | 6 | 35180 | 1968 | 1968 | 1968 |  | N | PARTIAL | R | 5097861 | 1
2E01 | Leutner Commons | Mistletoe Drive 1619 | 6 | 36454 | 1964 | 1964 | 1964 |  | Y | FULL | R | 5368196 | 1
6C01 | Michelson House | Carlton Road 11896 | 6 | 35180 | 1968 | 1968 | 1968 |  | N | PARTIAL | R | 4979966 | 1
3E01 | North Residential Village - House 1 | East 117 Street 1672 | 0 | 38054 | 2005 | 2005 | 2005 |  | Y | FULL | R | 0 | 1
3E02 | North Residential Village - House 2 | East 117 Street 1697 | 0 | 60683 | 2005 | 2005 | 2005 |  | Y | FULL | R | 0 | 1
3E03 | North Residential Village - House 3 | East 117 Street 1681 | 0 | 38508 | 2005 | 2005 | 2005 |  | Y | FULL | R | 0 | 1
3E10 | North Residential Village - House 3A | East 117 Street 1677 | 0 | 43172 | 2005 | 2005 | 2005 |  | Y | FULL | R | 0 | 1
3E04 | North Residential Village - House 4 | East 117 Street 1665 | 0 | 48089 | 2005 | 2005 | 2005 |  | Y | FULL | R | 0 | 1
3E05 | North Residential Village - House 5 | East 117 Street 1641 | 0 | 59597 | 2005 | 2005 | 2005 |  | Y | FULL | R | 0 | 1
3E06 | North Residential Village - House 6 | East 117 Street 1623 | 0 | 55293 | 2005 | 2005 | 2005 |  | Y | FULL | R | 0 | 1
3E07 | North Residential Village - House 7 | East 117 Street 1611 | 0 | 78526 | 2005 | 2005 | 2005 |  | Y | FULL | R | 0 | 1
3E21 | Norton House | Juniper 11443 | 6 | 24714 | 1965 | 1965 | 1965 |  | N | NONE | R | 3204607 | 1
2E03 | Pierce House | East 115 Street 1636 | 6 | 22688 | 1964 | 1964 | 1964 |  | N | NONE | R | 2778512 | 1
3E11 | Raymond House | Juniper 11447 | 6 | 24714 | 1965 | 1965 | 1965 |  | N | NONE | R | 3178817 | 1
3E13 | Sherman House | Juniper 11439 | 6 | 24714 | 1965 | 1965 | 1965 |  | N | NONE | R | 3115524 | 1
2D01 | Smith House | Juniper 11311 | 6 | 26471 | 1961 | 1961 | 1961 |  | N | NONE | R | 2603586 | 1
6B03 | Staley House | Murray Hill 2365 | 6 | 23028 | 1964 | 0 | 1964 |  | N | PARTIAL | R | 3594412 | 1
2E09 | Storrs House | Mistletoe Drive 1615 | 6 | 22688 | 1964 | 1964 | 1964 |  | N | NONE | R | 2734139 | 1
2D03 | Taft House | Juniper 11341 | 6 | 26471 | 1961 | 1961 | 1961 |  | N | NONE | R | 2608243 | 1
2D11 | Taplin House | Juniper 11331 | 6 | 26471 | 1961 | 1961 | 1961 |  | N | NONE | R | 2594259 | 1
6B09 | Tippit House | Murray Hill 2355 | 6 | 24582 | 1964 | 1964 | 1964 |  | 0 | PARTIAL | R | 3548896 | 1
3E19 | Tyler House | Juniper 11435 | 6 | 24714 | 1965 | 1965 | 1965 |  | N | NONE | R | 3178817 | 1
3E15 | Wade Commons | Juniper 11451 | 6 | 12997 | 1965 | 1965 | 1965 |  | Y | NONE | R | 2244053 | 1
|  |  |  | 1158954 | [6 empty] | 37 | 93662358
ID | Name |  | Zone | GSF | Construction | Acquisition | Year added to CWRU Inventory | Year removed from CWRU Inventory | Air | Sprinklered | Use | Replacement Value | Owner Id
OTHER
1Z10 | Lorain Avenue 3404 | Lorain Avenue 3404 | 0 | 4682 | 1930 | 2003 | 2003 |  | Y | NONE | AC | 103342 | 1
5B12 | Nord Chilled Water Plant |  | 4 | 3886 | 1986 | 1986 | 1986 |  | Y | NONE | O | 1845316 | 1
5B16 | One to One Fitness |  | 0 | 28990 | 1987 | 1987 | 1987 |  | Y | FULL | O | 1874307 | 1
3D58 | Silver Spartan Diner | Bellflower Court 11377 | 0 | 2351 | 2003 | 2003 | 2003 |  | Y | NONE | O | 524067 | 1
1Z20 | Putnam House - 12817 Lakeshore Blvd | Lakeshore Boulevard 12817 | 0 | 5500 | 1890 | 0 | 1890 |  | 0 | NONE | O | 1813168 | 1
1Z33 | Van Aken Boulevard 18975 | Van Aken Boulevard 18975 | 0 | 1860 | 1960 | 2009 | 2009 |  |  | NONE | O |  | 1
|  |  |  | 47269 | [6 empty] | 6 | 6160200
ID | Name |  | Zone | GSF | Construction | Acquisition | Year added to CWRU Inventory | Year removed from CWRU Inventory | Air | Sprinklered | Use | Replacement Value | Owner Id
OWNED FRATERNITIES
3D56 | Bellflower 11421 - Alpha Chi | Bellflower 11421 | 0 | 8750 | 1900 | 1990 | 1990 |  | N | PARTIAL | FS | 1878574 | 1
6C21 | Murray Hill 2225 - Phi Delta Theta | Murray Hill 2225 | 6 | 13726 | 1964 | 0 | 1964 |  | N | NONE | FS | 1762730 | 1
3D23 | Bellflower 11418 - Phi Mu | Bellflower 11418 | 0 | 7800 | 1920 | 0 | 1920 |  | 0 | PARTIAL | FS | 1709338 | 1
6C11 | Carlton 11915 - Sigma Alpha Epsilon | Carlton 11915 | 6 | 14957 | 1968 | 0 | 1968 |  | N | NONE | FS | 1901210 | 1
6C07 | Carlton 11911 - Sigma Chi | Carlton 11911 | 6 | 14819 | 1968 | 0 | 1968 |  | N | NONE | FS | 1868013 | 1
6C17 | Murray Hill 2235 - Sigma Nu | Murray Hill 2235 | 6 | 13882 | 1964 | 0 | 1964 |  | N | NONE | FS | 1795209 | 1
2E18 | Magnolia 11136 - Theta Chi | Magnolia 11136 | 0 | 8500 | 1890 | 0 | 1890 |  | 0 | NONE | FS | 2455659 | 1
6C19 | Murray Hill 2255/53 - Sigma Phi Epsilon | Murray Hill 2255/53 | 6 | 13882 | 1964 | 1975 | 1975 |  | 0 | NONE | FS | 1771544 | 1
6C13 | Carlton 11925 - Zeta Psi | Carlton 11925 | 6 | 14957 | 1968 | 1968 | 1968 |  | N | NONE | FS | 1864647 | 1
|  |  |  | 111273 | [6 empty] | 9 | 17006924
ID | Name |  | Zone | GSF | Construction | Acquisition | Year added to CWRU Inventory | Year removed from CWRU Inventory | Air | Sprinklered | Use | Replacement Value | Owner Id
GARAGES
| Lot S-10 - Crawford Hall | Euclid Avenue 10900 |  | 0 | [5 empty] | FULL | G
1B02 | Lot S-14 - West Campus Parking Garage | East 101 Street 1819 | 0 | 250000 | 0 | 0 | 0 |  | N | NONE | G | 10869280 | 1
3C03 | Lot S-29 - Campus Center Garage | Euclid Avenue 11001 | 0 | 239850 | 1995 | 1995 | 1995 |  | N | FULL | G | 19996484 | 1
3E65 | Lot S-46 - NRV Garage |  | 0 | 386727 | 2005 | 2005 | 2005 |  | N | PARTIAL | G | 0 | 1
5A08 | Lot S-48 - Bioenterprise Garage | Cedar Avenue 11000 | 0 | 72292 | 0 | 0 | 0 |  | N | FULL | G | 0 | 1
| Lot 52B - MSASS Garage |  |  | 0 |  |  | 0 |  |  | FULL | G
5B04 | Lot S-53 - Adelbert Garage | Adelbert Road 2158 | 0 | 340440 | 1992 | 1992 | 1992 |  | N | NONE | G | 1824691 | 1
5C19 | Lot S-55 - Health Science Garage | Circle Drive 2242 | 0 | 211000 | 0 | 0 | 0 |  | N | FULL | G | 8007618 | 1
4D13 | Triangle Parking Garage |  | 0 | 132063 | 1989 | 2005 | 2005 |  | N | PARTIAL | G | 0 | 1
|  |  |  | 1632372 | [6 empty] | 9 | 40698073
ID | Name |  | Zone | GSF | Construction | Acquisition | Year added to CWRU Inventory | Year removed from CWRU Inventory | Air | Sprinklered | Use | Replacement Value | Owner Id
FARM
FB10 | Squire Valleevue Farm - Boat Shed |  | 4 | 576 | 0 | 1937 | 1937 |  | N | NONE | F | 0 | 1
FB16 | Squire Valleevue Farm - Boiler Shed |  | 4 | 240 | 0 | 1937 | 1937 |  | 0 | NONE | F | 0 | 1
FB14 | Squire Valleevue Farm - Chicken House |  | 4 | 4900 | 1938 | 1937 | 1938 |  | 0 | NONE | F | 121886 | 1
FB09 | Squire Valleevue Farm - Garden Shed |  | 4 | 175 | 1900 | 1937 | 1937 |  | 0 | NONE | F | 0 | 1
FB07 | Squire Valleevue Farm - Greenhouse Lab |  | 4 | 4880 | 1959 | 1937 | 1959 |  | 0 | NONE | F | 144602 | 1
FB04 | Squire Valleevue Farm - Main Barn |  | 4 | 10030 | 1939 | 1937 | 1939 |  | 0 | NONE | F | 1408577 | 1
FB20 | Squire Valleevue Farm - Manor House |  | 4 | 0 | 1930 | 1937 | 1937 |  | 0 | NONE | F | 1476025 | 1
FB12 | Squire Valleevue Farm - Picnic Grounds Restroom |  | 4 | 112 | 0 | 1937 | 1937 |  | N | NONE | F | 0 | 1
FB01 | Squire Valleevue Farm - Pink Pig |  | 4 | 1500 | 1940 | 1937 | 1940 |  | 0 | NONE | F | 104053 | 1
FB03 | Squire Valleevue Farm - Pink Pig Silo Restroom |  | 4 | 370 | 1900 | 1937 | 1937 |  | 0 | NONE | F | 88466 | 1
FB02 | Squire Valleevue Farm - Pump House |  | 4 | 195 | 1910 | 1937 | 1937 |  | 0 | NONE | F | 0 | 1
FB05 | Squire Valleevue Farm - Sheep Barn |  | 4 | 4050 | 1970 | 1937 | 1970 |  | 0 | NONE | F | 190850 | 1
FB08 | Squire Valleevue Farm - Storage Shed 1 |  | 4 | 175 | 1950 | 1937 | 1950 |  | 0 | NONE | F | 0 | 1
FB06 | Squire Valleevue Farm - Straw Barn |  | 4 | 1300 | 0 | 1937 | 1937 |  | 0 | NONE | F | 52042 | 1
FB13 | Squire Valleevue Farm - Tin Barn |  | 4 | 1200 | 0 | 1937 | 1937 |  | 0 | NONE | F | 180274 | 1
FB17 | Squire Valleevue Farm - White Barn |  | 4 | 1550 | 0 | 1937 | 1937 |  | 0 | NONE | F | 0 | 1
FB15 | Squire Valleevue Farm - Woodshop |  | 4 | 480 | 0 | 1937 | 1937 |  | 0 | NONE | F | 0 | 1
FV07 | Valley Ridge Farm - 2505 SOM Center House |  | 4 | 1900 | 0 | 1977 | 1977 |  | 0 | NONE | F | 243748 | 1
FV08 | Valley Ridge Farm - 37125 Fairmount House |  | 4 | 2400 | 0 | 1977 | 1977 |  | 0 | NONE | F | 0 | 1
FV09 | Valley Ridge Farm - 37325 Fairmount |  | 4 | 1300 | 0 | 1977 | 1977 |  | 0 | NONE | F | 171550 | 1
FV03 | Valley Ridge Farm - Art Studio Barn |  | 4 | 1300 | 0 | 1977 | 1977 |  | 0 | NONE | F | 0 | 1
FV02 | Valley Ridge Farm - Dairy Barn |  | 4 | 4300 | 0 | 1977 | 1977 |  | 0 | NONE | F | 52583 | 1
FV01 | Valley Ridge Farm - Horse Barn |  | 4 | 11550 | 0 | 1977 | 1977 |  | 0 | NONE | F | 64205 | 1
FV05 | Valley Ridge Farm - House 8 |  | 4 | 1900 | 0 | 1977 | 1977 |  | 0 | NONE | F | 0 | 1
FV06 | Valley Ridge Farm - House 9 |  | 4 | 2100 | 0 | 1977 | 1977 |  | 0 | NONE | F | 0 | 1
FV04 | Valley Ridge Farm - Octagon Building |  | 4 | 400 | 0 | 1977 | 1977 |  | 0 | NONE | F | 0 | 1
|  |  |  | 58883 | [6 empty] | 26 | 4298861
ID | Name |  | Zone | GSF | Construction | Acquisition | Year added to CWRU Inventory | Year removed from CWRU Inventory | Air | Sprinklered | Use | Replacement Value | Owner
NON-UNIVERSITY OWNED PROPERTIES
3D33 | Bellflower 11317 - Phi Gamma Delta |  | 0 | 0 | 0 | 0 | 0 |  | 0 | NONE | FS | 0 | 5
3D35 | Bellflower 11327 - Zeta Beta Tau |  | 0 | 0 | 0 | 0 | 0 |  | 0 | NONE | FS | 0 | 5
3D37 | Bellflower 11333 - Delta Sigma Delta |  | 0 | 0 | 0 | 0 | 0 |  | 0 | NONE | FS | 0 | 5
3A01 | CCF - Lerner Research Institute |  | 0 | 0 | 1999 | 0 | 1999 |  | Y | NONE | AC | 0 | 3
3E75 | Cleveland Hearing & Speech |  | 0 | 42000 | 2008 | 0 | 2008 |  | Y | FULL | AC | 0 | 5
4C39 | Cleveland Hearing & Speech 11206 Euclid Old |  | 0 | 0 | 0 | 0 | 0 |  | 0 |  | X | 0 | 6
2D19 | Magnolia 11016 - Phi Kappa Theta |  | 0 | 0 | 0 | 0 | 0 |  | 0 | NONE | FS | 0 | 5
2E13 | Magnolia 11130 - Delta Tau Delta |  | 0 | 0 | 0 | 0 | 0 |  | 0 | NONE | FS | 0 | 5
MG04 | MH - Bel Greve |  | 0 | 3135 | 0 | 0 | 0 |  | 0 |  | AC | 0 | 3
MG07 | MH - Core |  | 0 | 1445 | 0 | 0 | 0 |  | 0 |  | AC | 0 | 3
MG06 | MH - Hamann |  | 0 | 7298 | 0 | 0 | 0 |  | 0 |  | AC | 0 | 3
MG16 | MH - North |  | 0 | 245 | 0 | 0 | 0 |  | 0 |  | AC | 0 | 3
MG30 | MH - Outpatient |  | 0 | 750 | 0 | 0 | 0 |  | 0 |  | AC | 0 | 3
MG02 | MH - Quadrangle |  | 0 | 995 | 0 | 0 | 0 |  | 0 |  | AC | 0 | 3
MG11 | MH - Rammelkamp |  | 0 | 4007 | 0 | 0 | 0 |  | 0 |  | AC | 0 | 3
MG03 | MH - Research |  | 0 | 6120 | 0 | 0 | 0 |  | 0 |  | AC | 0 | 3
MG20 | MH - Towers |  | 0 | 1011 | 0 | 0 | 0 |  | 0 |  | AC | 0 | 3
N001 | Nassau Station |  | 4 | 2163 | 1957 | 0 | 1957 |  | 0 |  | X | 0 | 6
5C09 | Service Building |  | 1 | 41940 | 1931 | 0 | 1931 |  | Y |  | AD | 0 | 2
2B01 | The Temple - Tifereth Israel |  | 2 | 110000 | 1923 | 2011 | 2011 |  |  |  | AC | 0 | 5
4A01 | Tudor Arms |  | 0 | 262785 | 1925 | 1960 | 1960 |  | 0 |  | X | 0 | 6
4C06 | UH - Andrews Wing |  | 0 | 5060 | 0 | 0 | 0 |  | 0 |  | AC | 0 | 3
4C07 | UH - Bishop Building |  | 0 | 440 | 0 | 0 | 0 |  | 0 |  | AC | 0 | 3
4C08 | UH - Bolwell |  | 0 | 0 | 0 | 0 | 0 |  | 0 |  | AC | 0 | 3
7A01 | UH - Cleveland Fairhill |  | 0 | 6304 | 0 | 0 | 0 |  | 0 |  | AC | 0 | 3
4D07 | UH - Cornell |  | 0 | 920 | 0 | 0 | 0 |  | 0 |  | AC | 0 | 3
4D05 | UH - Foley |  | 0 | 0 | 0 | 0 | 0 |  | 0 |  | AC | 0 | 3
5A01 | UH - Gerber Building - UCRC #2 |  | 0 | 9387 | 0 | 0 | 0 |  | 0 |  | AC | 0 | 3
4C23 | UH - Hanna Pavillion |  | 0 | 7689 | 0 | 0 | 0 |  | 0 |  | AC | 0 | 3
4C15 | UH - Lakeside |  | 0 | 0 | 0 | 0 | 0 |  | 0 |  | AC | 0 | 3
4C03 | UH - MacDonald House |  | 0 | 8177 | 0 | 0 | 0 |  | 0 |  | AC | 0 | 3
4C40 | UH - Mather Pavillion |  | 0 | 0 | 0 | 0 | 0 |  | 0 |  | AC | 0 | 3
1Z30 | UH - Parkway Medical Center |  | 0 | 0 | 0 | 0 | 0 |  | 0 |  | AC | 0 | 3
4C01 | UH - Rainbow Babies & Children |  | 0 | 15649 | 0 | 0 | 0 |  | 0 |  | AC | 0 | 3
4C17 | UH - Wearn Lab |  | 0 | 27440 | 0 | 0 | 0 |  | 0 |  | AC | 0 | 3
BV01 | VA - Brecksville VA |  | 0 | 4273 | 0 | 0 | 0 |  | 0 |  | AC | 0 | 3
1D01 | VA - LDV Building |  | 0 | 0 | 0 | 0 | 0 |  | 0 |  | AC | 0 | 3
1C01 | VA - VA Hospital |  | 0 | 37971 | 0 | 0 | 0 |  | 0 |  | AC | 0 | 3
|  |  |  | 607204 | [6 empty] | 38
May not have received utility info on these properties
Do not include. Not CWRU owned or responsible for utilities
off campus, may not have utility info
Note on F48: Rob McKenna: Date is a placeholder and just needs to be pre-1980 for this analysis
Note on G48: Rob McKenna: Date is a placeholder and just needs to be pre-1980 for this analysis
Note on F49: Rob McKenna: Date is a placeholder and just needs to be pre-1980 for this analysis
Note on G49: Rob McKenna: Date is a placeholder and just needs to be pre-1980 for this analysis
Note on F50: Rob McKenna: Date is a placeholder and just needs to be pre-1980 for this analysis
Note on G50: Rob McKenna: Date is a placeholder and just needs to be pre-1980 for this analysis
Note on I63: Bridget Flowers: Sold floors 1 & 2 in 2004

## Key & Summary
KEY
Replacement Value as of 11/2009 |  |  |  |  | 1056685766
-1 | = Multiple ID's counted as 1 building
X | No longer in use by CWRU
USE | [5 empty] | Owner ID
AC | Academic | 50 | 778091304 | 49.02% |  | 1 | CWRU
AD | Administrative | 15 | 99015040 | 14.71% |  | 2 | MCCo
R | Residential | 37 | 93662358 | 36.27% |  | 3 | UH
| TOTAL | 102 | 970768702 | 100% |  | 4 | CWRU Leased
| AC + AD = | 65 | 877106344 | 63.73% |  | 5 | Other
[6 empty] | 6 | Sold
C | Commercial | 6 | 2015990
CR | Commercial Residential | 17 | 15737016
F | Farm | 26 | 4298861 |  | GRAND TOTAL
FS | Fraternity/Sorority | 9 | 17006924 |  | CWRU Owned Buildings | 175
G | Garage | 9 | 40698073
O | Other | 6 | 6160200
| Non-University Owned | 38 | 0
| TOTAL | 111 | 85917064
[7 empty] | 2500000 | Minimum Cost per Major Renovation Project
[7 empty] | 1.1 | Major Renovation Projects per Year
| CWRU Owned Buildings |  |  | GSF |  |  | 49859.9478 | Assume Major Renovation GSF per Year between 1990 and 2000
| Academic |  |  | 3891223.1855 |  |  | 141.5407 | Implied Average Cost per GSF for Major Renovation
| Administrative |  |  | 580163
| Residential |  |  | 1158954 |  | Average SF per Building | 45327.2253
| Commercial |  |  | 266250
| Commercial Residential |  |  | 65985
| Farm |  |  | 58883
| Fraternity/Sorority |  |  | 111273
| Garage |  |  | 1632372
| Other |  |  | 47269
7812372.1855
[6 empty] | Average Replacement Value | 165.5505
[5 empty] | Renovation Threshold | 70% | 115.8854

## BuildingListNoSpaces
ID | TYPE | Name | Address | Zone | GSF | Construction | Acquisition | YearCWRUAdded | Year removed from CWRU Inventory | Air | Sprinklered | Use | Replacement Value | Owner
0 | ACADEMIC | Sears Tower | Circle Drive 2210 | 1 | 0 | 0 | 0 | 0 | 0 | 0 | 0 | 0 | 0 | 0
3D13 | ADMINISTRATIVE | Wolstein Hall | Bellflower Road 11318 | 2 | 15902 | 0 | 0 | 0 | 0 | Y | FULL | AD | 2502704 | 1
3D44 | COMMERCIAL | Ford 1903 - Land Only | Ford 1903 | 0 | 0 | 0 | 0 | 0 | 0 | 0 | NONE | C | 0 | 1
3D67 | COMMERCIAL RESIDENTIAL | Bellflower 11424.5 - Carriage House | Bellflower Road 11424.5 | 0 | 1096 | 0 | 0 | 0 | 0 | Y | NONE | CR | 0 | 1
6C04 | COMMERCIAL RESIDENTIAL | Carlton 11901 - Scholars House | Carlton Road 11901 | 6 | 8844 | 0 | 0 | 0 | 0 | N | NONE | CR | 2468244 | 1
6B19 | COMMERCIAL RESIDENTIAL | Glenwood 11407 - House | Glenwood 11407 | 0 | 0 | 0 | 0 | 0 | 0 | 0 | 0 | CR | 0 | 1
2E15 | COMMERCIAL RESIDENTIAL | Magnolia 11116 - Magnolia House | Magnolia 11116 | 0 | 0 | 0 | 0 | 0 | 0 | Y | PARTIAL | CR | 1898168 | 1
0 | GARAGES | Lot S-10 - Crawford Hall | Euclid Avenue 10900 | 0 | 0 | 0 | 0 | 0 | 0 | 0 | FULL | G | 0 | 0
1B02 | GARAGES | Lot S-14 - West Campus Parking Garage | East 101 Street 1819 | 0 | 250000 | 0 | 0 | 0 | 0 | N | NONE | G | 10869280 | 1
5A08 | GARAGES | Lot S-48 - Bioenterprise Garage | Cedar Avenue 11000 | 0 | 72292 | 0 | 0 | 0 | 0 | N | FULL | G | 0 | 1
0 | GARAGES | Lot 52B - MSASS Garage | 0 | 0 | 0 | 0 | 0 | 0 | 0 | 0 | FULL | G | 0 | 0
5C19 | GARAGES | Lot S-55 - Health Science Garage | Circle Drive 2242 | 0 | 211000 | 0 | 0 | 0 | 0 | N | FULL | G | 8007618 | 1
3D33 | NON-UNIVERSITY OWNED PROPERTIES | Bellflower 11317 - Phi Gamma Delta | 0 | 0 | 0 | 0 | 0 | 0 | 0 | 0 | NONE | FS | 0 | 5
3D35 | NON-UNIVERSITY OWNED PROPERTIES | Bellflower 11327 - Zeta Beta Tau | 0 | 0 | 0 | 0 | 0 | 0 | 0 | 0 | NONE | FS | 0 | 5
3D37 | NON-UNIVERSITY OWNED PROPERTIES | Bellflower 11333 - Delta Sigma Delta | 0 | 0 | 0 | 0 | 0 | 0 | 0 | 0 | NONE | FS | 0 | 5
4C39 | NON-UNIVERSITY OWNED PROPERTIES | Cleveland Hearing & Speech 11206 Euclid Old | 0 | 0 | 0 | 0 | 0 | 0 | 0 | 0 | 0 | X | 0 | 6
2D19 | NON-UNIVERSITY OWNED PROPERTIES | Magnolia 11016 - Phi Kappa Theta | 0 | 0 | 0 | 0 | 0 | 0 | 0 | 0 | NONE | FS | 0 | 5
2E13 | NON-UNIVERSITY OWNED PROPERTIES | Magnolia 11130 - Delta Tau Delta | 0 | 0 | 0 | 0 | 0 | 0 | 0 | 0 | NONE | FS | 0 | 5
MG04 | NON-UNIVERSITY OWNED PROPERTIES | MH - Bel Greve | 0 | 0 | 3135 | 0 | 0 | 0 | 0 | 0 | 0 | AC | 0 | 3
MG07 | NON-UNIVERSITY OWNED PROPERTIES | MH - Core | 0 | 0 | 1445 | 0 | 0 | 0 | 0 | 0 | 0 | AC | 0 | 3
MG06 | NON-UNIVERSITY OWNED PROPERTIES | MH - Hamann | 0 | 0 | 7298 | 0 | 0 | 0 | 0 | 0 | 0 | AC | 0 | 3
MG16 | NON-UNIVERSITY OWNED PROPERTIES | MH - North | 0 | 0 | 245 | 0 | 0 | 0 | 0 | 0 | 0 | AC | 0 | 3
MG30 | NON-UNIVERSITY OWNED PROPERTIES | MH - Outpatient | 0 | 0 | 750 | 0 | 0 | 0 | 0 | 0 | 0 | AC | 0 | 3
MG02 | NON-UNIVERSITY OWNED PROPERTIES | MH - Quadrangle | 0 | 0 | 995 | 0 | 0 | 0 | 0 | 0 | 0 | AC | 0 | 3
MG11 | NON-UNIVERSITY OWNED PROPERTIES | MH - Rammelkamp | 0 | 0 | 4007 | 0 | 0 | 0 | 0 | 0 | 0 | AC | 0 | 3
MG03 | NON-UNIVERSITY OWNED PROPERTIES | MH - Research | 0 | 0 | 6120 | 0 | 0 | 0 | 0 | 0 | 0 | AC | 0 | 3
MG20 | NON-UNIVERSITY OWNED PROPERTIES | MH - Towers | 0 | 0 | 1011 | 0 | 0 | 0 | 0 | 0 | 0 | AC | 0 | 3
4C06 | NON-UNIVERSITY OWNED PROPERTIES | UH - Andrews Wing | 0 | 0 | 5060 | 0 | 0 | 0 | 0 | 0 | 0 | AC | 0 | 3
4C07 | NON-UNIVERSITY OWNED PROPERTIES | UH - Bishop Building | 0 | 0 | 440 | 0 | 0 | 0 | 0 | 0 | 0 | AC | 0 | 3
4C08 | NON-UNIVERSITY OWNED PROPERTIES | UH - Bolwell | 0 | 0 | 0 | 0 | 0 | 0 | 0 | 0 | 0 | AC | 0 | 3
7A01 | NON-UNIVERSITY OWNED PROPERTIES | UH - Cleveland Fairhill | 0 | 0 | 6304 | 0 | 0 | 0 | 0 | 0 | 0 | AC | 0 | 3
4D07 | NON-UNIVERSITY OWNED PROPERTIES | UH - Cornell | 0 | 0 | 920 | 0 | 0 | 0 | 0 | 0 | 0 | AC | 0 | 3
4D05 | NON-UNIVERSITY OWNED PROPERTIES | UH - Foley | 0 | 0 | 0 | 0 | 0 | 0 | 0 | 0 | 0 | AC | 0 | 3
5A01 | NON-UNIVERSITY OWNED PROPERTIES | UH - Gerber Building - UCRC #2 | 0 | 0 | 9387 | 0 | 0 | 0 | 0 | 0 | 0 | AC | 0 | 3
4C23 | NON-UNIVERSITY OWNED PROPERTIES | UH - Hanna Pavillion | 0 | 0 | 7689 | 0 | 0 | 0 | 0 | 0 | 0 | AC | 0 | 3
4C15 | NON-UNIVERSITY OWNED PROPERTIES | UH - Lakeside | 0 | 0 | 0 | 0 | 0 | 0 | 0 | 0 | 0 | AC | 0 | 3
4C03 | NON-UNIVERSITY OWNED PROPERTIES | UH - MacDonald House | 0 | 0 | 8177 | 0 | 0 | 0 | 0 | 0 | 0 | AC | 0 | 3
4C40 | NON-UNIVERSITY OWNED PROPERTIES | UH - Mather Pavillion | 0 | 0 | 0 | 0 | 0 | 0 | 0 | 0 | 0 | AC | 0 | 3
1Z30 | NON-UNIVERSITY OWNED PROPERTIES | UH - Parkway Medical Center | 0 | 0 | 0 | 0 | 0 | 0 | 0 | 0 | 0 | AC | 0 | 3
4C01 | NON-UNIVERSITY OWNED PROPERTIES | UH - Rainbow Babies & Children | 0 | 0 | 15649 | 0 | 0 | 0 | 0 | 0 | 0 | AC | 0 | 3
4C17 | NON-UNIVERSITY OWNED PROPERTIES | UH - Wearn Lab | 0 | 0 | 27440 | 0 | 0 | 0 | 0 | 0 | 0 | AC | 0 | 3
BV01 | NON-UNIVERSITY OWNED PROPERTIES | VA - Brecksville VA | 0 | 0 | 4273 | 0 | 0 | 0 | 0 | 0 | 0 | AC | 0 | 3
1D01 | NON-UNIVERSITY OWNED PROPERTIES | VA - LDV Building | 0 | 0 | 0 | 0 | 0 | 0 | 0 | 0 | 0 | AC | 0 | 3
1C01 | NON-UNIVERSITY OWNED PROPERTIES | VA - VA Hospital | 0 | 0 | 37971 | 0 | 0 | 0 | 0 | 0 | 0 | AC | 0 | 3
4B29 | ADMINISTRATIVE | Adelbert Hall | Adelbert Road 2040 | 3 | 50800 | 1882 | 0 | 1882 | 0 | Y | FULL | AD | 21972902 | 1
5B17 | ACADEMIC | Adelbert Gym | Adelbert Road 2128 | 3 | 28550 | 1888 | 0 | 1888 | 0 | N | NONE | AC | 1874307 | 1
1Z20 | OTHER | Putnam House - 12817 Lakeshore Blvd | Lakeshore Boulevard 12817 | 0 | 5500 | 1890 | 0 | 1890 | 0 | 0 | NONE | O | 1813168 | 1
2E18 | OWNED FRATERNITIES | Magnolia 11136 - Theta Chi | Magnolia 11136 | 0 | 8500 | 1890 | 0 | 1890 | 0 | 0 | NONE | FS | 2455659 | 1
3C21 | ACADEMIC | Clark Hall | Bellflower Road 11130 | 2 | 18611 | 1892 | 0 | 1892 | 0 | Y | FULL | AC | 4958391 | 1
3C23 | ACADEMIC | Guilford House | Bellflower Road 11112 | 2 | 29251 | 1892 | 0 | 1892 | 0 | Y | FULL | AC | 3734973 | 1
5C05 | ADMINISTRATIVE | Health Services Building | Adelbert Road 2145 | 1 | 12429 | 1890 | 1896 | 1896 | 0 | Y | PARTIAL | AD | 3980536 | 1
4B23 | ACADEMIC | Eldred Hall | Adelbert Road 2070 | 3 | 18082 | 1897 | 0 | 1897 | 0 | Y | FULL | AC | 2969826 | 1
3D03 | ACADEMIC | Harkness Chapel | Bellflower Road 11200 | 2 | 18208 | 1902 | 0 | 1902 | 0 | Y | FULL | AC | 6167047 | 1
3C15 | ACADEMIC | Haydn Hall | Bellflower Road 11118 | 2 | 20178 | 1902 | 0 | 1902 | 0 | Y | NONE | AC | 2429366 | 1
4B09 | ACADEMIC | Rockefeller | Adelbert Road 2076 | 3 | 62584 | 1905 | 0 | 1905 | 0 | Y | FULL | AC | 7305830 | 1
3C19 | ACADEMIC | Mather Dance Center | Bellflower Road 11040 | 2 | 13474 | 1907 | 0 | 1907 | 0 | 0 | FULL | AC | 1761599 | 1
4B11 | ACADEMIC | Morley Chemistry | Adelbert Road 2090 | 3 | 25483 | 1908 | 0 | 1908 | 0 | Y | NONE | AC | 3127918 | 1
4B31 | ACADEMIC | Amasa Stone Chapel | Euclid Avenue 10940 | 3 | 18220 | 1909 | 0 | 1909 | 0 | Y | FULL | AC | 4297742 | 1
3D66 | ADMINISTRATIVE | North Campus Security Office | East 115 Street 1725 | 0 | 5000 | 1910 | 0 | 1910 | 0 | Y | NONE | AD | 507890 | 1
3E71 | RESIDENTIAL | Apartment 1680 East 117th Street | East 117 Street 1680 | 0 | 16000 | 1910 | 0 | 1910 | 0 | N | NONE | R | 890967 | 1
3C13 | ACADEMIC | Mather House | Euclid Avenue 11201 | 2 | 22480 | 1913 | 0 | 1913 | 0 | 0 | FULL | AC | 3116074 | 1
3D05 | ACADEMIC | Mather Memorial Building | Bellflower Road 11220 | 2 | 62835 | 1913 | 0 | 1913 | 0 | N | NONE | AC | 11862236 | 1
3D50 | COMMERCIAL | Bellflower 11401 - L'Albatros | Bellflower Road 11401 | 0 | 2800 | 1915 | 0 | 1915 | 0 | Y | NONE | C | 611176 | 1
3D65 | RESIDENTIAL | Apartment 1715 East 115th Street - Twin Gables | East 115 Street 1715 | 0 | 16000 | 1915 | 0 | 1915 | 0 | N | NONE | R | 1293240 | 1
3D24 | ADMINISTRATIVE | Bellflower 11416 - Carriage House | Bellflower Road 11416 | 0 | 1500 | 1920 | 0 | 1920 | 0 | Y | NONE | AD | 205720 | 1
3D57 | ADMINISTRATIVE | Bellflower 11424 - Computing Center | Bellflower Road 11424 | 0 | 5693 | 1920 | 0 | 2008 | 0 | Y | NONE | AD | 222547 | 1
3D51 | COMMERCIAL | Juniper 11310 - Barking Spider | Juniper Drive 11310 | 0 | 1400 | 1920 | 0 | 1920 | 0 | N | NONE | C | 338873 | 1
3D48 | COMMERCIAL RESIDENTIAL | Juniper 11320 | Juniper Drive 11321 | 0 | 7000 | 1920 | 0 | 1920 | 0 | N | NONE | CR | 947351 | 1
3D23 | OWNED FRATERNITIES | Bellflower 11418 - Phi Mu | Bellflower 11418 | 0 | 7800 | 1920 | 0 | 1920 | 0 | 0 | PARTIAL | FS | 1709338 | 1
2B01 | NON-UNIVERSITY OWNED PROPERTIES | The Temple - Tifereth Israel | 0 | 2 | 110000 | 1923 | 2011 | 2011 | 0 | 0 | 0 | AC | 0 | 5
5C17 | ACADEMIC | Wood Building | Adelbert Road 2109 | 1 | 213760 | 1924 | 0 | 1924 | 0 | Y | PARTIAL | AC | 48159603 | 1
0 | ACADEMIC | BAKER MEMORIAL Total | 0 | 0 | 67290 | 1979 | 1979 | 1979 | 2005 | 0 | 0 | 0 | 0 | 0
0 | ACADEMIC | Pardee | 0 | 0 | 49292 | 1979 | 1979 | 1979 | 1995 | 0 | 0 | 0 | 0 | 0
0 | ACADEMIC | TRIANGLE BLDG Total | 0 | 0 | 5685.1855 | 1979 | 1979 | 1979 | 2005 | 0 | 0 | 0 | 0 | 0
4C35 | ADMINISTRATIVE | Allen Memorial Library | Euclid Avenue 11000 | 3 | 46242 | 1926 | 0 | 1926 | 0 | Y | PARTIAL | AD | 13922647 | 1
5B15 | ACADEMIC | Bingham Building | Adelbert Road 2104 | 3 | 94921 | 1927 | 0 | 1927 | 0 | Y | PARTIAL | AC | 18208909 | 1
4C05 | ACADEMIC | Pathology Building | Adelbert Road 2085 | 1 | 62348 | 1929 | 0 | 1929 | 0 | Y | NONE | AC | 16818186 | 1
2E12 | COMMERCIAL RESIDENTIAL | Wade Park 11420 - House | Wade Park 11420 | 0 | 5100 | 1930 | 0 | 1930 | 0 | 0 | NONE | CR | 563340 | 1
3C07 | ADMINISTRATIVE | Thwing Center | Euclid Avenue 11111 | 2 | 84204 | 1900 | 1931 | 1931 | 0 | Y | PARTIAL | AD | 9222823 | 1
5C09 | NON-UNIVERSITY OWNED PROPERTIES | Service Building | 0 | 1 | 41940 | 1931 | 0 | 1931 | 0 | Y | 0 | AD | 0 | 2
FB10 | FARM | Squire Valleevue Farm - Boat Shed | 0 | 4 | 576 | 0 | 1937 | 1937 | 0 | N | NONE | F | 0 | 1
FB16 | FARM | Squire Valleevue Farm - Boiler Shed | 0 | 4 | 240 | 0 | 1937 | 1937 | 0 | 0 | NONE | F | 0 | 1
FB09 | FARM | Squire Valleevue Farm - Garden Shed | 0 | 4 | 175 | 1900 | 1937 | 1937 | 0 | 0 | NONE | F | 0 | 1
FB20 | FARM | Squire Valleevue Farm - Manor House | 0 | 4 | 0 | 1930 | 1937 | 1937 | 0 | 0 | NONE | F | 1476025 | 1
FB12 | FARM | Squire Valleevue Farm - Picnic Grounds Restroom | 0 | 4 | 112 | 0 | 1937 | 1937 | 0 | N | NONE | F | 0 | 1
FB03 | FARM | Squire Valleevue Farm - Pink Pig Silo Restroom | 0 | 4 | 370 | 1900 | 1937 | 1937 | 0 | 0 | NONE | F | 88466 | 1
FB02 | FARM | Squire Valleevue Farm - Pump House | 0 | 4 | 195 | 1910 | 1937 | 1937 | 0 | 0 | NONE | F | 0 | 1
FB06 | FARM | Squire Valleevue Farm - Straw Barn | 0 | 4 | 1300 | 0 | 1937 | 1937 | 0 | 0 | NONE | F | 52042 | 1
FB13 | FARM | Squire Valleevue Farm - Tin Barn | 0 | 4 | 1200 | 0 | 1937 | 1937 | 0 | 0 | NONE | F | 180274 | 1
FB17 | FARM | Squire Valleevue Farm - White Barn | 0 | 4 | 1550 | 0 | 1937 | 1937 | 0 | 0 | NONE | F | 0 | 1
FB15 | FARM | Squire Valleevue Farm - Woodshop | 0 | 4 | 480 | 0 | 1937 | 1937 | 0 | 0 | NONE | F | 0 | 1
FB14 | FARM | Squire Valleevue Farm - Chicken House | 0 | 4 | 4900 | 1938 | 1937 | 1938 | 0 | 0 | NONE | F | 121886 | 1
5B21 | ACADEMIC | AW Smith | Adelbert Road 2102 | 3 | 88536 | 1939 | 0 | 1939 | 0 | N | NONE | AC | 11336049 | 1
FB04 | FARM | Squire Valleevue Farm - Main Barn | 0 | 4 | 10030 | 1939 | 1937 | 1939 | 0 | 0 | NONE | F | 1408577 | 1
FB01 | FARM | Squire Valleevue Farm - Pink Pig | 0 | 4 | 1500 | 1940 | 1937 | 1940 | 0 | 0 | NONE | F | 104053 | 1
4B27 | ADMINISTRATIVE | Tomlinson Hall | Martin Luther King Jr. Drive 2121 | 4 | 38545 | 1948 | 0 | 1948 | 0 | N | PARTIAL | AD | 5288868 | 1
FB08 | FARM | Squire Valleevue Farm - Storage Shed 1 | 0 | 4 | 175 | 1950 | 1937 | 1950 | 0 | 0 | NONE | F | 0 | 1
4B17 | ACADEMIC | Yost Hall | Martin Luther King Jr. Drive 2049 | 0 | 49292 | 1951 | 0 | 1951 | 0 | Y | NONE | AC | 7584360 | 1
3D47 | ADMINISTRATIVE | Alumni House - 11310 Juniper | Juniper Drive 11310 | 0 | 11365 | 1911 | 1953 | 1953 | 0 | Y | NONE | AD | 1035126 | 1
4B07 | ACADEMIC | Wickenden | Martin Luther King Jr. Drive 2071 | 4 | 72635 | 1955 | 0 | 1955 | 0 | Y | FULL | AC | 13377451 | 1
5B03 | ACADEMIC | Emerson Gym | Adelbert Road 2138 | 4 | 92952 | 1957 | 1957 | 1957 | 0 | Y | NONE | AC | 9209593 | 1
N001 | NON-UNIVERSITY OWNED PROPERTIES | Nassau Station | 0 | 4 | 2163 | 1957 | 0 | 1957 | 0 | 0 | 0 | X | 0 | 6
4B03 | ACADEMIC | Strosacker Auditorium | Adelbert Road 2125 | 3 | 20058 | 1958 | 1958 | 1958 | 0 | Y | NONE | AC | 2849226 | 1
FB07 | FARM | Squire Valleevue Farm - Greenhouse Lab | 0 | 4 | 4880 | 1959 | 1937 | 1959 | 0 | 0 | NONE | F | 144602 | 1
4B01 | ACADEMIC | Sears | Martin Luther King Jr. Drive 2083 | 4 | 85539 | 1960 | 1960 | 1960 | 0 | Y | PARTIAL | AC | 13771612 | 1
4A01 | NON-UNIVERSITY OWNED PROPERTIES | Tudor Arms | 0 | 0 | 262785 | 1925 | 1960 | 1960 | 0 | 0 | 0 | X | 0 | 6
2D09 | ACADEMIC | Stone Hall | Juniper Drive 11321 | 2 | 19068 | 1961 | 1961 | 1961 | 0 | Y | NONE | AC | 2692739 | 1
5B13 | ACADEMIC | White Building | Martin Luther King Jr. Drive 2111 | 4 | 75290 | 1961 | 1961 | 1961 | 0 | Y | NONE | AC | 12376373 | 1
2D07 | RESIDENTIAL | Cutter House | Juniper 11301 | 6 | 26471 | 1961 | 1961 | 1961 | 0 | N | NONE | R | 2848745 | 1
2D01 | RESIDENTIAL | Smith House | Juniper 11311 | 6 | 26471 | 1961 | 1961 | 1961 | 0 | N | NONE | R | 2603586 | 1
2D03 | RESIDENTIAL | Taft House | Juniper 11341 | 6 | 26471 | 1961 | 1961 | 1961 | 0 | N | NONE | R | 2608243 | 1
2D11 | RESIDENTIAL | Taplin House | Juniper 11331 | 6 | 26471 | 1961 | 1961 | 1961 | 0 | N | NONE | R | 2594259 | 1
4B13 | ACADEMIC | Millis Hall | Adelbert Road 2074 | 3 | 190677 | 1962 | 1962 | 1962 | 0 | Y | FULL | AC | 21557539 | 1
5B19 | ACADEMIC | Olin Building | Martin Luther King Jr. Drive 2101 | 4 | 59611 | 1962 | 1962 | 1962 | 0 | Y | NONE | AC | 12825717 | 1
6C15 | COMMERCIAL RESIDENTIAL | Murray Hill 2265 - Murray Hill House | Murray Hill 2265 | 6 | 13726 | 1964 | 0 | 1964 | 0 | N | NONE | CR | 2439173 | 1
6B05 | RESIDENTIAL | Alumni House - 2345 Murray Hill | Murray Hill 2345 | 6 | 25251 | 1964 | 0 | 1964 | 0 | N | NONE | R | 3573203 | 1
2E05 | RESIDENTIAL | Cutler House | East 115 Street 1616 | 6 | 22688 | 1964 | 1964 | 1964 | 0 | N | NONE | R | 2752407 | 1
6B11 | RESIDENTIAL | Fribley Commons | Murray Hill 2315 | 6 | 25833 | 1964 | 1964 | 1964 | 0 | Y | NONE | R | 3658641 | 1
3E23 | RESIDENTIAL | Hitchcock House | East 115 Street 1626 | 6 | 22688 | 1964 | 1964 | 1964 | 0 | N | NONE | R | 2796024 | 1
6B07 | RESIDENTIAL | Howe House | Murray Hill 2335 | 6 | 23028 | 1964 | 1964 | 1964 | 0 | N | NONE | R | 3582550 | 1
2E01 | RESIDENTIAL | Leutner Commons | Mistletoe Drive 1619 | 6 | 36454 | 1964 | 1964 | 1964 | 0 | Y | FULL | R | 5368196 | 1
2E03 | RESIDENTIAL | Pierce House | East 115 Street 1636 | 6 | 22688 | 1964 | 1964 | 1964 | 0 | N | NONE | R | 2778512 | 1
6B03 | RESIDENTIAL | Staley House | Murray Hill 2365 | 6 | 23028 | 1964 | 0 | 1964 | 0 | N | PARTIAL | R | 3594412 | 1
2E09 | RESIDENTIAL | Storrs House | Mistletoe Drive 1615 | 6 | 22688 | 1964 | 1964 | 1964 | 0 | N | NONE | R | 2734139 | 1
6B09 | RESIDENTIAL | Tippit House | Murray Hill 2355 | 6 | 24582 | 1964 | 1964 | 1964 | 0 | 0 | PARTIAL | R | 3548896 | 1
6C21 | OWNED FRATERNITIES | Murray Hill 2225 - Phi Delta Theta | Murray Hill 2225 | 6 | 13726 | 1964 | 0 | 1964 | 0 | N | NONE | FS | 1762730 | 1
6C17 | OWNED FRATERNITIES | Murray Hill 2235 - Sigma Nu | Murray Hill 2235 | 6 | 13882 | 1964 | 0 | 1964 | 0 | N | NONE | FS | 1795209 | 1
3E17 | ACADEMIC | Denison Hall | East 115th 1650 | 2 | 8805 | 1965 | 1965 | 1965 | 0 | Y | NONE | AC | 1212307 | 1
3E21 | RESIDENTIAL | Norton House | Juniper 11443 | 6 | 24714 | 1965 | 1965 | 1965 | 0 | N | NONE | R | 3204607 | 1
3E11 | RESIDENTIAL | Raymond House | Juniper 11447 | 6 | 24714 | 1965 | 1965 | 1965 | 0 | N | NONE | R | 3178817 | 1
3E13 | RESIDENTIAL | Sherman House | Juniper 11439 | 6 | 24714 | 1965 | 1965 | 1965 | 0 | N | NONE | R | 3115524 | 1
3E19 | RESIDENTIAL | Tyler House | Juniper 11435 | 6 | 24714 | 1965 | 1965 | 1965 | 0 | N | NONE | R | 3178817 | 1
3E15 | RESIDENTIAL | Wade Commons | Juniper 11451 | 6 | 12997 | 1965 | 1965 | 1965 | 0 | Y | NONE | R | 2244053 | 1
5C23 | ACADEMIC | Dental School | Cornell Road 2124 | 1 | 143459 | 1967 | 1967 | 1967 | 0 | Y | NONE | AC | 14959053 | 1
5C21 | ACADEMIC | Nursing School | Cornell Road 2120 | 1 | 92968 | 1967 | 1967 | 1967 | 0 | Y | PARTIAL | AC | 10225509 | 1
5C13 | ACADEMIC | Robbins Building | Circle Drive 2210 | 1 | 388085 | 1967 | 1967 | 1967 | 0 | Y | PARTIAL | AC | 55030703 | 1
2E11 | RESIDENTIAL | Clarke Tower | East 115 Street 1596 | 6 | 67337 | 1967 | 1967 | 1967 | 0 | N | FULL | R | 10447215 | 1
4B30 | ACADEMIC | Crawford Hall | Euclid Avenue 10900 | 4 | 76080 | 1968 | 1968 | 1968 | 0 | Y | NONE | AC | 11930979 | 1
5B09 | ACADEMIC | Glennan Building | Martin Luther King Jr. Drive 2123 | 4 | 116325 | 1968 | 1968 | 1968 | 0 | Y | PARTIAL | AC | 18225774 | 1
6C09 | COMMERCIAL RESIDENTIAL | Carlton 11921/11923 - duplex | Carlton Road 11921/11923 | 6 | 14819 | 1968 | 0 | 1968 | 0 | N | NONE | CR | 1766782 | 1
6B01 | RESIDENTIAL | Carlton Commons | Carlton Road 11892 | 6 | 29490 | 1968 | 0 | 1968 | 0 | Y | PARTIAL | R | 3727761 | 1
6C03 | RESIDENTIAL | Glaser House | Carlton Road 11900 | 6 | 35180 | 1968 | 1968 | 1968 | 0 | N | PARTIAL | R | 5079838 | 1
6C05 | RESIDENTIAL | Kusch House | Carlton Road 11904 | 6 | 35180 | 1968 | 1968 | 1968 | 0 | N | PARTIAL | R | 5097861 | 1
6C01 | RESIDENTIAL | Michelson House | Carlton Road 11896 | 6 | 35180 | 1968 | 1968 | 1968 | 0 | N | PARTIAL | R | 4979966 | 1
6C11 | OWNED FRATERNITIES | Carlton 11915 - Sigma Alpha Epsilon | Carlton 11915 | 6 | 14957 | 1968 | 0 | 1968 | 0 | N | NONE | FS | 1901210 | 1
6C07 | OWNED FRATERNITIES | Carlton 11911 - Sigma Chi | Carlton 11911 | 6 | 14819 | 1968 | 0 | 1968 | 0 | N | NONE | FS | 1868013 | 1
6C13 | OWNED FRATERNITIES | Carlton 11925 - Zeta Psi | Carlton 11925 | 6 | 14957 | 1968 | 1968 | 1968 | 0 | N | NONE | FS | 1864647 | 1
FB05 | FARM | Squire Valleevue Farm - Sheep Barn | 0 | 4 | 4050 | 1970 | 1937 | 1970 | 0 | 0 | NONE | F | 190850 | 1
3D42 | ACADEMIC | Law School | East Boulevard 11075 | 2 | 121168 | 1971 | 1971 | 1971 | 0 | Y | PARTIAL | AC | 24436588 | 1
3D49 | COMMERCIAL | Juniper 11300 - Coffee House @ University Circle | Juniper Drive11300 | 0 | 8000 | 1920 | 1975 | 1975 | 0 | Y | NONE | C | 1065941 | 1
3D43 | COMMERCIAL RESIDENTIAL | Glidden House - 1901 Ford | Ford 1901 | 0 | 0 | 1901 | 1975 | 1975 | 0 | 0 | FULL | CR | 3507187 | 1
6C19 | OWNED FRATERNITIES | Murray Hill 2255/53 - Sigma Phi Epsilon | Murray Hill 2255/53 | 6 | 13882 | 1964 | 1975 | 1975 | 0 | 0 | NONE | FS | 1771544 | 1
FV07 | FARM | Valley Ridge Farm - 2505 SOM Center House | 0 | 4 | 1900 | 0 | 1977 | 1977 | 0 | 0 | NONE | F | 243748 | 1
FV08 | FARM | Valley Ridge Farm - 37125 Fairmount House | 0 | 4 | 2400 | 0 | 1977 | 1977 | 0 | 0 | NONE | F | 0 | 1
FV09 | FARM | Valley Ridge Farm - 37325 Fairmount | 0 | 4 | 1300 | 0 | 1977 | 1977 | 0 | 0 | NONE | F | 171550 | 1
FV03 | FARM | Valley Ridge Farm - Art Studio Barn | 0 | 4 | 1300 | 0 | 1977 | 1977 | 0 | 0 | NONE | F | 0 | 1
FV02 | FARM | Valley Ridge Farm - Dairy Barn | 0 | 4 | 4300 | 0 | 1977 | 1977 | 0 | 0 | NONE | F | 52583 | 1
FV01 | FARM | Valley Ridge Farm - Horse Barn | 0 | 4 | 11550 | 0 | 1977 | 1977 | 0 | 0 | NONE | F | 64205 | 1
FV05 | FARM | Valley Ridge Farm - House 8 | 0 | 4 | 1900 | 0 | 1977 | 1977 | 0 | 0 | NONE | F | 0 | 1
FV06 | FARM | Valley Ridge Farm - House 9 | 0 | 4 | 2100 | 0 | 1977 | 1977 | 0 | 0 | NONE | F | 0 | 1
FV04 | FARM | Valley Ridge Farm - Octagon Building | 0 | 4 | 400 | 0 | 1977 | 1977 | 0 | 0 | NONE | F | 0 | 1
6C08 | COMMERCIAL RESIDENTIAL | Carlton 11920 - Guest House | Carlton Road 11920 | 0 | 2000 | 1926 | 1981 | 1981 | 0 | N | NONE | CR | 220887 | 1
5B12 | OTHER | Nord Chilled Water Plant | 0 | 4 | 3886 | 1986 | 1986 | 1986 | 0 | Y | NONE | O | 1845316 | 1
6C02 | ADMINISTRATIVE | Harcourt House - Harcourt 2163 | Harcourt 2163 | 4 | 10376 | 1906 | 1987 | 1987 | 0 | Y | NONE | AD | 1700701 | 1
5B16 | OTHER | One to One Fitness | 0 | 0 | 28990 | 1987 | 1987 | 1987 | 0 | Y | FULL | O | 1874307 | 1
3E09 | ACADEMIC | Bellflower 11427 - Bellflower House | Bellflower Road 11427 | 0 | 10475 | 0 | 1988 | 2007 | 0 | N | NONE | AC | 1242980 | 1
4B05 | ACADEMIC | Nord Hall | Martin Luther King Jr. Drive 2095 | 4 | 61000 | 1988 | 1988 | 1988 | 0 | Y | FULL | AC | 8871741 | 1
3E60 | RESIDENTIAL | Apartment 1719 East 116th Street | East 116 Street 1719 | 0 | 9000 | 1905 | 1989 | 1989 | 0 | N | NONE | R | 454899 | 1
3E59 | RESIDENTIAL | Apartment 1720/28 East 116th Street - The Noble | East 116 Street 1720/28 | 0 | 18000 | 1910 | 1989 | 1989 | 0 | N | NONE | R | 709100 | 1
3E61 | RESIDENTIAL | Apartment 1727 East 116th Street | East 116 Street 1727 | 0 | 9000 | 1905 | 1989 | 1989 | 0 | N | NONE | R | 1017880 | 1
3D29 | ACADEMIC | Mandel School of Applied Social Sciences | Bellflower Road 11235 | 2 | 63594 | 1990 | 1990 | 1990 | 0 | Y | PARTIAL | AC | 10389344 | 1
3D55 | ADMINISTRATIVE | Protective Services Satellite Office | Bellflower Road 11421.5 | 0 | 0 | 0 | 1990 | 1990 | 0 | 0 | NONE | AD | 110761 | 1
6B13 | COMMERCIAL RESIDENTIAL | Fairchild 11430 - House | Fairchild 11430 | 0 | 1700 | 1915 | 1990 | 1990 | 0 | Y | NONE | CR | 289010 | 1
3D56 | OWNED FRATERNITIES | Bellflower 11421 - Alpha Chi | Bellflower 11421 | 0 | 8750 | 1900 | 1990 | 1990 | 0 | N | PARTIAL | FS | 1878574 | 1
6B14 | COMMERCIAL RESIDENTIAL | Fairchild 11422 - House | Fairchild 11422 | 0 | 1900 | 1915 | 1991 | 1991 | 0 | Y | NONE | CR | 289010 | 1
5C15 | ACADEMIC | Biomedical Research Building | Adelbert Road 2109 | 1 | 265533 | 1992 | 0 | 1992 | 0 | Y | FULL | AC | 97660166 | 1
5A02 | ADMINISTRATIVE | BioEnterprise / University West | Cedar Avenue 11000 | 4 | 119466 | 0 | 1992 | 1992 | 0 | Y | PARTIAL | AD | 21186013 | 1
6B18 | COMMERCIAL RESIDENTIAL | Fairchild 11414 - Fairchild House | Fairchild 11414 | 0 | 2500 | 1915 | 1992 | 1992 | 0 | Y | NONE | CR | 411438 | 1
6B15 | COMMERCIAL RESIDENTIAL | Fairchild 11426 - House | Fairchild 11426 | 0 | 1300 | 1915 | 1992 | 1992 | 0 | N | NONE | CR | 289010 | 1
5B04 | GARAGES | Lot S-53 - Adelbert Garage | Adelbert Road 2158 | 0 | 340440 | 1992 | 1992 | 1992 | 0 | N | NONE | G | 1824691 | 1
5A07 | ADMINISTRATIVE | Cedar Avenue Service Center | Cedar Avenue 10620 | 4 | 128241 | 1970 | 1993 | 1993 | 0 | N | PARTIAL | AD | 13711143 | 1
3D09 | ACADEMIC | Dively Building | Bellflower Road 11240 | 2 | 38063 | 1994 | 1994 | 1994 | 0 | Y | FULL | AC | 10796501 | 1
5B23 | ACADEMIC | Kent Hale Smith | Adelbert Road 2100 | 3 | 92515 | 1994 | 1994 | 1994 | 0 | Y | FULL | AC | 34813038 | 1
3C03 | GARAGES | Lot S-29 - Campus Center Garage | Euclid Avenue 11001 | 0 | 239850 | 1995 | 1995 | 1995 | 0 | N | FULL | G | 19996484 | 1
3C09 | ACADEMIC | Kelvin Smith Library | Euclid Avenue 11055 | 2 | 144290 | 1996 | 1996 | 1996 | 0 | Y | FULL | AC | 35046746 | 1
6B20 | COMMERCIAL RESIDENTIAL | Glenwood 11409 - House | Glenwood 11409 | 0 | 2000 | 1915 | 1997 | 1997 | 0 | N | NONE | CR | 95037 | 1
5C28 | COMMERCIAL RESIDENTIAL | Murray Hill 2272 - House | Murray Hill 2272 | 0 | 2100 | 1910 | 1998 | 1998 | 0 | N | NONE | CR | 380143 | 1
3A01 | NON-UNIVERSITY OWNED PROPERTIES | CCF - Lerner Research Institute | 0 | 0 | 0 | 1999 | 0 | 1999 | 0 | Y | NONE | AC | 0 | 3
5C24 | ACADEMIC | Art Studio | Adelbert Road 2215 | 4 | 14323 | 1926 | 2000 | 2000 | 0 | Y | FULL | AC | 2154142 | 1
5B06 | ACADEMIC | Veale Center | Adelbert Road 2138 | 4 | 106069 | 2000 | 2000 | 2000 | 0 | Y | FULL | AC | 16052799 | 1
5B01 | ADMINISTRATIVE | Lincoln Storage | Cedar Avenue 11201 | 0 | 50400 | 1924 | 2000 | 2000 | 0 | N | NONE | AD | 3444659 | 1
3D39 | ACADEMIC | Peter B Lewis | Bellflower Road 11119 | 2 | 149900 | 2002 | 2002 | 2002 | 0 | Y | FULL | AC | 70842353 | 1
5C29 | COMMERCIAL RESIDENTIAL | Murray Hill 2266 - House | Murray Hill 2266 | 0 | 1900 | 1900 | 2002 | 2002 | 0 | N | NONE | CR | 172236 | 1
5D02 | ACADEMIC | Wolstein Research Building | Cornell Road 2103 | 1 | 320000 | 2003 | 2003 | 2003 | 0 | Y | FULL | AC | 79811884 | 1
5C18 | ACADEMIC | Wood Research Tower | Adelbert Road 2123 | 1 | 49744 | 2003 | 2003 | 2003 | 0 | Y | FULL | AC | 13771706 | 1
1Z10 | OTHER | Lorain Avenue 3404 | Lorain Avenue 3404 | 0 | 4682 | 1930 | 2003 | 2003 | 0 | Y | NONE | AC | 103342 | 1
3D58 | OTHER | Silver Spartan Diner | Bellflower Court 11377 | 0 | 2351 | 2003 | 2003 | 2003 | 0 | Y | NONE | O | 524067 | 1
2B05 | ACADEMIC | CCSB & Wright Fuel Cell | East 101st 1819 | 2 | 18514 | 2005 | 2005 | 2005 | 0 | Y | FULL | AC | 7104105 | 1
4D10 | COMMERCIAL | Triangle Tower 1 | Mayfield Road 11457 | 0 | 145170 | 1989 | 2005 | 2005 | 0 | 0 | PARTIAL | C | 0 | 1
4D11 | COMMERCIAL | Triangle Tower 2 | Mayfield Road 11477 | 0 | 108880 | 1989 | 2005 | 2005 | 0 | 0 | PARTIAL | C | 0 | 1
3E01 | RESIDENTIAL | North Residential Village - House 1 | East 117 Street 1672 | 0 | 38054 | 2005 | 2005 | 2005 | 0 | Y | FULL | R | 0 | 1
3E02 | RESIDENTIAL | North Residential Village - House 2 | East 117 Street 1697 | 0 | 60683 | 2005 | 2005 | 2005 | 0 | Y | FULL | R | 0 | 1
3E03 | RESIDENTIAL | North Residential Village - House 3 | East 117 Street 1681 | 0 | 38508 | 2005 | 2005 | 2005 | 0 | Y | FULL | R | 0 | 1
3E10 | RESIDENTIAL | North Residential Village - House 3A | East 117 Street 1677 | 0 | 43172 | 2005 | 2005 | 2005 | 0 | Y | FULL | R | 0 | 1
3E04 | RESIDENTIAL | North Residential Village - House 4 | East 117 Street 1665 | 0 | 48089 | 2005 | 2005 | 2005 | 0 | Y | FULL | R | 0 | 1
3E05 | RESIDENTIAL | North Residential Village - House 5 | East 117 Street 1641 | 0 | 59597 | 2005 | 2005 | 2005 | 0 | Y | FULL | R | 0 | 1
3E06 | RESIDENTIAL | North Residential Village - House 6 | East 117 Street 1623 | 0 | 55293 | 2005 | 2005 | 2005 | 0 | Y | FULL | R | 0 | 1
3E07 | RESIDENTIAL | North Residential Village - House 7 | East 117 Street 1611 | 0 | 78526 | 2005 | 2005 | 2005 | 0 | Y | FULL | R | 0 | 1
3E65 | GARAGES | Lot S-46 - NRV Garage | 0 | 0 | 386727 | 2005 | 2005 | 2005 | 0 | N | PARTIAL | G | 0 | 1
4D13 | GARAGES | Triangle Parking Garage | 0 | 0 | 132063 | 1989 | 2005 | 2005 | 0 | N | PARTIAL | G | 0 | 1
3D15 | ACADEMIC | Mandel Center for Nonprofit | Bellflower Road 11402 | 0 | 25403 | 2007 | 2007 | 2007 | 0 | Y | FULL | AC | 9140220 | 1
3E75 | NON-UNIVERSITY OWNED PROPERTIES | Cleveland Hearing & Speech | 0 | 0 | 42000 | 2008 | 0 | 2008 | 0 | Y | FULL | AC | 0 | 5
1Z33 | OTHER | Van Aken Boulevard 18975 | Van Aken Boulevard 18975 | 0 | 1860 | 1960 | 2009 | 2009 | 0 | 0 | NONE | O | 0 | 1

## GSFBYYEAR
YEAR | ACADEMIC | ADMINISTRATIVE | COMMERCIAL | COMMERCIAL RESIDENTIAL | RESIDENTIAL | OTHER | OWNED FRATERNITIES | GARAGES | FARM | NON-UNIVERSITY OWNED PROPERTIES | TOTAL | W/O GARAGES AND FARMS | TOTAL - TRAILING 10 YRS | W/O GARAGES AND FARMS - TRAILING 10 YRS
1980 | 2409533 | 265987 | 12200 | 50585 | 701032 | 5500 | 102523 | 533292 | 58883 | 455204 | 4594739 | 4002564 |  |  |  | 7142.3416
1981 | 2409533 | 265987 | 12200 | 52585 | 701032 | 5500 | 102523 | 533292 | 58883 | 455204 | 4596739 | 4004564 |  |  |  | 7142.3416
1982 | 2409533 | 265987 | 12200 | 52585 | 701032 | 5500 | 102523 | 533292 | 58883 | 455204 | 4596739 | 4004564 |  |  |  | 7142.3416
1983 | 2409533 | 265987 | 12200 | 52585 | 701032 | 5500 | 102523 | 533292 | 58883 | 455204 | 4596739 | 4004564 |  |  |  | 7142.3416
1984 | 2409533 | 265987 | 12200 | 52585 | 701032 | 5500 | 102523 | 533292 | 58883 | 455204 | 4596739 | 4004564 |  |  |  | 7142.3416
1985 | 2409533 | 265987 | 12200 | 52585 | 701032 | 5500 | 102523 | 533292 | 58883 | 455204 | 4596739 | 4004564 |  |  |  | 7142.3416 |  | Growth 1980 - 2010 | 2615757.1855
1986 | 2409533 | 265987 | 12200 | 52585 | 701032 | 9386 | 102523 | 533292 | 58883 | 455204 | 4600625 | 4008450 |  |  |  | 7142.3416 |  | Growth 1990 - 2005 | 2241055
1987 | 2409533 | 276363 | 12200 | 52585 | 701032 | 38376 | 102523 | 533292 | 58883 | 455204 | 4639991 | 4047816 |  |  |  | 7142.3416 |  | % of Growth 1990-2005 | 85.68%
1988 | 2470533 | 276363 | 12200 | 52585 | 701032 | 38376 | 102523 | 533292 | 58883 | 455204 | 4700991 | 4108816 |  |  |  | 7142.3416 |  | % Growth All other Years | 14.32%
1989 | 2470533 | 276363 | 12200 | 52585 | 737032 | 38376 | 102523 | 533292 | 58883 | 455204 | 4736991 | 4144816 |  |  |  | 7142.3416
1990 | 2534127 | 276363 | 12200 | 54285 | 737032 | 38376 | 111273 | 533292 | 58883 | 455204 | 4811035 | 4218860 | 216296 | 216296 | 1.054 | 49859.9478 | Average Major Renovations 1990-2000 (Assumes larger than $2.50 million)
1991 | 2534127 | 276363 | 12200 | 56185 | 737032 | 38376 | 111273 | 533292 | 58883 | 455204 | 4812935 | 4220760 | 216196 | 216196 |  | 49859.9478
1992 | 2799660 | 395829 | 12200 | 59985 | 737032 | 38376 | 111273 | 873732 | 58883 | 455204 | 5542174 | 4609559 | 945435 | 604995 |  | 49859.9478
1993 | 2799660 | 524070 | 12200 | 59985 | 737032 | 38376 | 111273 | 873732 | 58883 | 455204 | 5670415 | 4737800 | 1073676 | 733236 |  | 49859.9478
1994 | 2930238 | 524070 | 12200 | 59985 | 737032 | 38376 | 111273 | 873732 | 58883 | 455204 | 5800993 | 4868378 | 1204254 | 863814 |  | 49859.9478
1995 | 2930238 | 524070 | 12200 | 59985 | 737032 | 38376 | 111273 | 1113582 | 58883 | 455204 | 6040843 | 4868378 | 1444104 | 863814 |  | 49859.9478
1996 | 3123820 | 524070 | 12200 | 59985 | 737032 | 38376 | 111273 | 1113582 | 58883 | 455204 | 6234425 | 5061960 | 1633800 | 1053510 |  | 49859.9478
1997 | 3123820 | 524070 | 12200 | 61985 | 737032 | 38376 | 111273 | 1113582 | 58883 | 455204 | 6236425 | 5063960 | 1596434 | 1016144 |  | 49859.9478
1998 | 3123820 | 524070 | 12200 | 64085 | 737032 | 38376 | 111273 | 1113582 | 58883 | 455204 | 6238525 | 5066060 | 1537534 | 957244 |  | 49859.9478
1999 | 3123820 | 524070 | 12200 | 64085 | 737032 | 38376 | 111273 | 1113582 | 58883 | 455204 | 6238525 | 5066060 | 1501534 | 921244 |  | 49859.9478
2000 | 3244212 | 574470 | 12200 | 64085 | 737032 | 38376 | 111273 | 1113582 | 58883 | 455204 | 6409317 | 5236852 | 1598282 | 1017992 | 1.3666 | 49859.9478
2001 | 3244212 | 574470 | 12200 | 64085 | 737032 | 38376 | 111273 | 1113582 | 58883 | 455204 | 6409317 | 5236852 | 1596382 | 1016092 |  | 7142.3416
2002 | 3394112 | 574470 | 12200 | 65985 | 737032 | 38376 | 111273 | 1113582 | 58883 | 455204 | 6561117 | 5388652 | 1018943 | 779093 |  | 7142.3416
2003 | 3763856 | 574470 | 12200 | 65985 | 737032 | 45409 | 111273 | 1113582 | 58883 | 455204 | 6937894 | 5765429 | 1267479 | 1027629 |  | 7142.3416
2004 | 3763856 | 574470 | 12200 | 65985 | 737032 | 45409 | 111273 | 1113582 | 58883 | 455204 | 6937894 | 5765429 | 1136901 | 897051 |  | 7142.3416
2005 | 3782370 | 574470 | 266250 | 65985 | 1158954 | 45409 | 111273 | 1632372 | 58883 | 455204 | 8151170 | 6459915 | 2110327 | 1591537 |  | 7142.3416
2006 | 3855345.1855 | 574470 | 266250 | 65985 | 1158954 | 45409 | 111273 | 1632372 | 58883 | 455204 | 8224145.1855 | 6532890.1855 | 1989720.1855 | 1470930.1855 |  | 7142.3416
2007 | 3891223.1855 | 574470 | 266250 | 65985 | 1158954 | 45409 | 111273 | 1632372 | 58883 | 455204 | 8260023.1855 | 6568768.1855 | 2023598.1855 | 1504808.1855 |  | 7142.3416
2008 | 3891223.1855 | 580163 | 266250 | 65985 | 1158954 | 45409 | 111273 | 1632372 | 58883 | 497204 | 8307716.1855 | 6616461.1855 | 2069191.1855 | 1550401.1855 |  | 7142.3416
2009 | 3891223.1855 | 580163 | 266250 | 65985 | 1158954 | 47269 | 111273 | 1632372 | 58883 | 497204 | 8309576.1855 | 6618321.1855 | 2071051.1855 | 1552261.1855 |  | 7142.3416
2010 | 3891223.1855 | 580163 | 266250 | 65985 | 1158954 | 47269 | 111273 | 1632372 | 58883 | 497204 | 8309576.1855 | 6618321.1855 | 1900259.1855 | 1381469.1855 | 1.6535 | 7142.3416
[16 empty] | 22300.2019 | Average Major Renovations 1980 to 2010
[10 empty] | AVERAGE PER DECADE SINCE 1980 | 1238279.0618 | 871919.0618 | 1435780.8061 | 1011226.5204 |  | 22000 | Roundown to
[10 empty] | AVERAGE PER YEAR SINCE 1980 | 123827.9062 | 87191.9062
[10 empty] | AVERAGE PER DECADE SINCE 1990 | 1749270.5928 | 1199730.5928 |  | 1990
[10 empty] | AVERAGE PER YEAR SINCE 1990 | 174927.0593 | 119973.0593
HOME

## PIVOT
Row Labels | Sum of GSF
ACADEMIC | 3768956
ADMINISTRATIVE | 580163
COMMERCIAL | 266250
COMMERCIAL RESIDENTIAL | 65985
FARM | 58883
GARAGES | 1632372
NON-UNIVERSITY OWNED PROPERTIES | 607204
OTHER | 47269
OWNED FRATERNITIES | 111273
RESIDENTIAL | 1158954
Grand Total | 8297309

## Sheet6
1980
Since | 119562.5667 | 82926.5667
1980 | 119562.5667 | 82926.5667
1981 | 123616.4483 | 85717.1379
1982 | 128031.3214 | 88778.4643
1983 | 132773.2222 | 92066.5556
1984 | 137879.8846 | 95607.5769
1985 | 143395.08 | 99431.88
1986 | 149207.9583 | 103412.9583
1987 | 153983.6957 | 106197.6087
1988 | 157734.0909 | 107775.9091
1989 | 163530.9524 | 111193.8095
1990 | 168005.3 | 113051.3
1991 | 176747.6842 | 118901.3684
1992 | 146053.7222 | 103907.0556
1993 | 147101.5294 | 102475.6471
1994 | 148134.25 | 100719.25
1995 | 142019.8667 | 107433.8667
1996 | 141857.7143 | 104801.2857
1997 | 152616 | 112709.0769
1998 | 165159 | 121926.5
1999 | 180173.4545 | 133010.7273
2000 | 181111.6 | 129232.6

## Buildings Removed
BAKER MEMORIAL Total | 67290 | Demolished 2005
Quail |  | Demolished 1998, replaced with Veale
Pardee | 49292 | Demolished 1995
TRIANGLE BLDG Total | 5685.1855 | prior to 2005

## BY START DATE
Case Western Reserve University
Campus Planning and Facilities Management | [9 empty] | adjust $ to 2011$
Major Construction Project Log - July 1990 thru June 2000
[NOTE: NEW BUILDING CONSTRUCTION COSTS REMOVED & SET ASIDE] | [9 empty] | Inflation | 2% |  |  | 20K per year.
Start | Date | Project # |  |  |  | remove landscape projects and garage work or anything that is just utilities or infrastructure
Date | Closed | (CIP35 9xxx) | Title (Building-Short Description) | Renovation Costs | Renovation Costs (Inflation Adjusted to 2011$) | Exclude | Include | Other Costs | Year of Project |  |  |  |  | 13461.0185
[12 empty] | 32979495.2978 | 245 | 134610.1849
Renovations: |  |  | July 1990 - June 2000 | 124635572.88 | 164897476.489
1999-07-01 | / / | 9296 | Veale Center-Pool Renovation | new building | new building | 1 | Exclude | 3148920.4 |  |  | >= | 2500000
1999-03-22 | / / | 9251 | Wood Bldg-Biochemistry Renovation: addition of Wood Research Tower | new building | new building | 1 | Exclude | 20725701
1996-11-25 | / / | 9945 | Peter B. Lewis Bldg-Building | new building | new building | 1 | Exclude | 64283504 |  |  |  | 11 | 70572103.4525 | 6415645.7684
1995-07-17 | 1998-10-12 | 9812 | Veale Center Construction | new building | new building | 1 | Exclude | 9592485.6
1992-11-13 | 1996-02-02 | 9517 | Lot 29 Parking Garage Construction | new building | new building | 1 | Exclude | 16205535
1992-02-21 | 1997-09-16 | 9441 | Library of the Future | new building | new building | 1 | Exclude | 28695155 |  |  | < | 2500000
1991-05-01 | 1995-11-27 | 9425 | Dively Center | new building | new building | 1 | Exclude | 8160049.4
1990-07-20 | 1996-01-03 | 9349 | Macromolecular Science Building | new building | new building | 1 | Exclude | 20799677 |  |  |  | 595 | 94325373.0366
1995-10-09 | 1996-10-02 | 9835 | Quail Building Demolition | demolition | demolition | 1 | Exclude | 100688
2000-02-15 | / / | 9398 | Science Center-Phase III Construction | 13253887 | 16479542.5822 |  | Include
1997-06-25 | / / | 9014 | Science Center-Phase II | 9087695.9 | 11991021.7452 |  | Include
1996-11-13 | / / | 9944 | Science Center-Construction | 5246412 | 7060979.8006 |  | Include
1996-03-15 | / / | 9870 | Wickenden Bldg-Biomed Renovation | 5144841.5 | 6924279.2805 |  | Include
2000-03-01 | 2001-08-21 | 9401 | Mather I & Adelbert-Renovations 2000 construction | 4364760.3 | 5427030.8193 |  | Include
1995-09-05 | 1997-08-28 | 9836 | U. West EDA Renovation | 3912683.9 | 5371276.5265 |  | Include
1993-03-25 | / / | 9542 | Campus Greens-Lot 29 Plaza Development | 3334987 | 4763182.6685 | 1 | Exclude
1996-07-17 | 2002-11-27 | 9911 | Clark Hall-Renovation | 3282720.4 | 4418109.4499 |  | Include
2000-01-01 | / / | 9364 | Health Sciences Podium-Construction | 3005545.7 | 3737018.3061 | 1 | Exclude
1999-05-01 | / / | 9263 | Clarke Tower-Renovation | 2690672.5 | 3412423.32 |  | Include
1991-05-09 | 1994-03-03 | 9404 | CWRU-Net Phase 8 | 2639527 | 3922198.2723 |  | Include
1991-07-26 | 1993-11-04 | 9424 | CWRU-Net Phase 7/BRB | 2012296.2 | 2990166.2983 |  | Include
1997-12-17 | / / | 9062 | Mather II Dorms-Renovation | 1951585.3 | 2575075.3577 |  | Include
1998-10-15 | / / | 9181 | Science Center-Phase III Design | 1716871.4 | 2220956.2267 |  | Include
1992-06-24 | 1994-10-19 | 9487 | Med E., Physiology/Biophysics Ph. VI | 1453685 | 2117744.5493 |  | Include
2000-04-01 | 2002-03-04 | 9417 | Leutner Dining Renovation-Phase I | 1278170.6 | 1589244.4858 |  | Include
1995-12-01 | 1998-03-10 | 9848 | White HVAC Replacement | 1214719.2 | 1667549.1535 |  | Include
2000-03-20 | / / | 9411 | Service Bldg-Office Project 2nd Floor | 1093078.6 | 1359105.8483 |  | Include
1998-08-07 | 2000-11-01 | 9169 | Veale Parking Tower Construction | 1091044.5 | 1411382.3993 | 1 | Exclude
1998-09-15 | / / | 9174 | Sears Bldg-Air Handler Units Replacement | 1030333.6 | 1332846.3765 |  | Include
1999-12-01 | / / | 9339 | Bingham Bldg-Windows & Entrances | 1013382.9 | 1285214.5477 |  | Include
2000-03-09 | / / | 9415 | Bingham Bldg-Outdoor Substation Upgrade | 1004383.7 | 1248824.8884 |  | Include
1991-03-07 | 1994-11-17 | 9382 | Putnam House Renovation (Agency) | 982126.6 | 1459388.4638 |  | Include
1999-01-29 | 2001-08-21 | 9229 | Housing Furniture 1999 | 966946.62 | 1226322.1166 | 1 | Exclude
1999-03-29 | 2001-08-21 | 9252 | Apartments-Engineering of exterior restoration | 966932 | 1226303.5749 | 1 | Exclude
1991-04-01 | 1994-06-21 | 9392 | BRB/Bolwell Bridge | 950043.92 | 1411715.289 |  | Include
1997-01-01 | 1998-03-10 | 9874 | Carlton Frat Renovation | 907405.89 | 1197302.8013 |  | Include
1996-11-12 | 1998-12-29 | 9942 | Rockefeller - Rooftop Repairs | 818885.83 | 1102112.5113 |  | Include
1996-06-28 | / / | 9903 | Van Horn Field-Landscaping | 768031.85 | 1033669.7497 | 1 | Exclude
1998-04-07 | 2000-10-31 | 9112 | Carlton Road Landscaping | 705447.9 | 912572.0809 | 1 | Exclude
1995-12-22 | 1997-06-04 | 9852 | West Campus Electrical Substation | 704921.07 | 967705.5681 | 1 | Exclude
1999-04-26 | 2002-03-04 | 9260 | Kent H. Smith-Air Handler | 697643 | 884780.0103 |  | Include
1991-01-08 | 1993-08-04 | 9354 | Bingham FES Clean Room | 690271.06 | 1025706.4841 |  | Include
1998-05-26 | / / | 9138 | Yost Hall-General Trades Work | 684543.1 | 885529.493 |  | Include
1998-07-23 | 2000-09-19 | 9168 | Sears-2nd Floor Construction | 672018.89 | 869328.0919 |  | Include
1996-10-22 | 2000-03-01 | 9935 | Millis Chiller Replacements | 671624.84 | 903918.6074 |  | Include
1993-03-01 | 1994-05-02 | 9539 | Aquatech Library Storage | 662165.64 | 945735.5906 |  | Include
1996-02-22 | 1997-03-20 | 9860 | Murray Hill Frat Renovations | 639595.35 | 860811.1309 |  | Include
1995-07-17 | 1997-12-04 | 9811 | CWRU-Net Kelvin Smith Library | 624248.06 | 856958.8132 |  | Include
1999-04-01 | 2001-06-18 | 9254 | Kelvin Smith Library-Roof replacement | 616608.18 | 782008.2647 |  | Include
1992-09-17 | 1994-11-17 | 9509 | HSC Garage Renovations | 615951.67 | 897325.2746 | 1 | Exclude
1991-06-24 | 1992-11-30 | 9421 | Adelbert demolition & salvage | 610445.78 | 907090.3172 |  | Include
1998-10-06 | 2000-10-31 | 9177 | Murray Hill Frats/Fribley Commons Boilers | 598761.01 | 774561.2126 |  | Include
1998-03-02 | 2001-05-31 | 9086 | Turning Point Sculpture | 589138.49 | 762113.4569 | 1 | Exclude
1999-05-17 | 2001-05-31 | 9247 | North Residential Village-Landscaping | 586927.43 | 744365.8971 | 1 | Exclude
1998-04-03 | 1999-06-29 | 9109 | Murray Hill Dorm Boilers | 572163.27 | 740154.1998 |  | Include
2000-05-15 | 2001-08-21 | 9301 | A.W. Smith-renovation | 560781.65 | 697261.4962 |  | Include
1998-04-28 | 2000-11-01 | 9122 | North Dorm Grounds Phase I | 559390.04 | 723630.6648 | 1 | Exclude
2000-03-20 | 2001-08-21 | 9413 | Merging Sculpture-refurbishment | 557931.8 | 693718.066 | 1 | Exclude
1997-12-15 | 2000-02-16 | 9056 | Stone Commons - ELS Relocation | 556848.22 | 734749.4005 |  | Include
1999-04-30 | 2001-05-31 | 9268 | Harcourt House--Interior Maintenance Upgrade | 543237.32 | 688956.2736 |  | Include
1999-07-12 | 2004-04-12 | 9293 | Allen Memorial Library-Electrical Upgrade | 530677.55 | 673027.4483 |  | Include
1998-04-20 | 2000-02-16 | 9120 | Med East - ARC Expansion | 529754.21 | 685293.5586 |  | Include
1995-07-28 | 1996-11-18 | 9815 | Service Bldg DOES Relocation | 504357.22 | 692374.3819 |  | Include
2000-05-08 | 2004-04-12 | 9427 | Bingham Bldg-Electrical System Upgrade | 503363.55 | 625869.3059 |  | Include
1998-05-26 | 2001-08-21 | 9136 | Yost Window Replacement | 482638.08 | 624343.8204 |  | Include
1997-09-01 | 2001-06-18 | 9023 | Scholar's House Renovation | 481325.67 | 635098.9997 |  | Include
1998-11-01 | 2002-11-27 | 9182 | Dental School-CWRUnet | 479990.98 | 620919.5143 |  | Include
1992-08-01 | 1994-03-03 | 9505 | Classroom of the Future | 479615.64 | 698709.4229 |  | Include
1998-02-03 | 1999-10-08 | 9075 | Murray Hill Electrical-Construction | 478684.18 | 619229.0291 |  | Include
1999-09-01 | 2001-08-21 | 9297 | Crawford-HVAC replacement | 469404.45 | 595318.342 |  | Include
1996-01-29 | 2000-01-07 | 9855 | Olin CWRU-Net | 469160 | 631427.5896 |  | Include
1996-05-10 | 1998-03-10 | 9887 | Sears WSOM Expansion | 467805.4 | 629604.4764 |  | Include
1996-07-01 | 1998-11-03 | 9913 | U. West Non-EDA Work | 463970.6 | 624443.3405 |  | Include
1998-03-10 | 2000-10-31 | 9097 | Dental Clinic Expansion | 463892.03 | 600093.8058 |  | Include
1991-03-01 | 1993-05-10 | 9406 | HSC Radiation and Chem Storage | 458125.04 | 680749.7102 |  | Include
2000-01-29 | / / | 9371 | Robbins Bldg-Fire Alarm System Replace | 454713.59 | 565379.1955 |  | Include
2000-03-01 | 2001-08-21 | 9410 | Mather I-Furniture 2000 | 447037.45 | 555834.8802 | 1 | Exclude
1999-05-17 | 2000-11-01 | 9258 | South Residential Village Landscaping-Construction | 432423.15 | 548417.1118 | 1 | Exclude
1995-11-16 | 1996-07-18 | 9845 | U. West Archives Relocation | 427119.36 | 586343.3518 |  | Include
2000-02-01 | / / | 9407 | Wood Bldg-Standby Power | 422832.47 | 525739.03 |  | Include
1995-08-28 | 1997-04-24 | 9825 | Mather Memorial Heating System Upgrade | 420685.31 | 577510.7799 |  | Include
1989-02-01 | 1993-05-10 | 9332 | Apartment Renovations | 420000 | 649311.4617 |  | Include
1995-08-28 | 1997-07-07 | 9826 | Millis A/C 5-7 Replacements | 418397.91 | 574370.6699 |  | Include
1998-05-26 | 2000-10-31 | 9135 | Yost Mechanical Upgrade | 411985.04 | 532946.5794 |  | Include
2000-01-11 | 2001-10-18 | 9365 | Law School-replace air handling units | 392179.04 | 487625.3426 |  | Include
1996-05-01 | 1997-05-06 | 9884 | Chemistry Revitalization | 390101.47 | 525025.2172 |  | Include
1991-06-26 | 1992-05-06 | 9410 | Med School Transformer Replacement | 380768 | 565801.2181 |  | Include
1992-05-18 | 1993-07-23 | 9474 | Campus Steam Line Replacement | 376050.42 | 547834.4533 | 1 | Exclude
2000-01-01 | 2001-10-18 | 9357 | Med. East-Elevator Control Upgrades | 374467.6 | 465603.3932 |  | Include
1992-12-14 | 1994-12-30 | 9522 | CWRU-Net Kent Smith Eng & Sci Bldg | 373203.37 | 543686.839 |  | Include
1996-06-15 | 2001-10-18 | 9899 | Bingham Demolition Phase II | 349630.69 | 470556.8758 |  | Include
1993-01-22 | 1993-12-17 | 9529 | Millis 4th Floor Fire Repairs | 342722.84 | 489492.6102 |  | Include
1996-01-17 | 1997-06-04 | 9854 | Wood Bldg Structural Repairs | 329694.56 | 443725.4696 |  | Include
1992-06-20 | 1993-12-17 | 9484 | Deferred Maintenance Study | 328487.15 | 478543.7502 | 1 | Exclude
1999-12-01 | / / | 9348 | Science Center-Passenger Elevators | 325919.5 | 413344.7316 |  | Include
1996-01-29 | 1997-02-06 | 9857 | Pathology Autopsy Suite HVAC | 324325.56 | 436499.5025 |  | Include
1997-04-16 | 1998-06-24 | 9977 | Med E301 Electronic Classroom | 320722.17 | 423186.0922 |  | Include
1999-03-01 | 2001-08-21 | 9224 | Dental School-Fire alarm system | 314707 | 399124.5704 |  | Include
1998-04-03 | 1999-04-02 | 9110 | Housing Furniture 1998 | 312123.79 | 403765.4043 | 1 | Exclude
1996-02-22 | 1996-11-22 | 9861 | Murray Hill Frat Electrical Syst. | 309228.84 | 416181.3051 |  | Include
1992-07-01 | 1994-11-17 | 9490 | White Foundry Renovation | 297695.61 | 433686.2907 |  | Include
1999-05-18 | 2000-11-01 | 9274 | North Campus Dorms-Main Entrances | 297269.25 | 377009.2871 |  | Include
1996-05-01 | 1997-11-26 | 9882 | Wood Bldg Fire Alarms | 296751.55 | 399388.5155 |  | Include
2000-05-05 | 2001-10-18 | 9433 | Allen Memorial Library-new bldg. sprinkler system | 293872.95 | 365394.076 |  | Include
1997-12-15 | 2000-06-27 | 9064 | Crawford CWRU-Net | 292608.66 | 386090.9128 |  | Include
1997-04-07 | 2001-06-18 | 9975 | HSC Walkway Phase II | 280521.86 | 370142.6368 | 1 | Exclude
2000-01-01 | 2002-03-04 | 9355 | Mather I & Adelbert-2000 renovations | 278770.19 | 346615.6922 |  | Include
2000-05-01 | / / | 9444 | Law School-Rms A59 & A64 A/V Tech: Courtrooms | 274515.08 | 341324.9977 |  | Include
1999-05-18 | 2000-03-01 | 9275 | Pardee Hall - Demolition | 269772.7 | 342137.0132 | 1 | Exclude
1992-09-17 | 1994-03-03 | 9510 | CWRU-Net Adelbert Hall | 266000 | 387511.7719 |  | Include
2000-03-01 | 2001-10-18 | 9358 | Mather House-Fire Alarm Upgrade | 265293.09 | 329858.6123 |  | Include
1999-02-15 | 2001-06-18 | 9235 | East Wing - Animal BL3 Facility | 263784.98 | 334543.1364 |  | Include
1999-11-02 | 2001-08-21 | 9333 | Mather Quad-Electrical Service Upgrade | 261489 | 331631.2786 |  | Include
1996-06-06 | 1997-11-26 | 9896 | Freiberger Demolition | 256725.17 | 345518.278 | 1 | Exclude
1997-01-01 | 2000-02-16 | 9955 | Wood Bldg Pharmacology Renovation | 254646.4 | 336000.5169 |  | Include
2000-02-28 | 2001-10-31 | 9386 | East Wing-Herlitze Lab (Neuroscience Lab) | 250919.19 | 311986.4743 |  | Include
1998-08-24 | 2000-11-01 | 9170 | Bellflower Hall-Construction Phase | 249024.27 | 322139.4468 |  | Include
1997-04-01 | 1998-03-10 | 9971 | Emerson Gym Deferred Maintenance | 248906.32 | 328426.6032 |  | Include
1996-11-20 | 1997-10-06 | 9943 | Kelvin Smith Library CWRU-Net Phase II | 243642.15 | 327910.2556 |  | Include
2000-02-15 | / / | 9375 | Mather Memorial-Exterior Masonry Restoration | 238445.66 | 296477.2076 |  | Include
1999-06-01 | 2000-06-27 | 9276 | Med.School(East Wing & Sears Tower)-Roof Replacement | 238130.87 | 302007.5219 |  | Include
1998-10-28 | 2001-05-31 | 9180 | South Dorms Hi-Rise Fire Alarm Replacement | 237373 | 307067.2867 |  | Include
1993-01-15 | 1995-05-01 | 9526 | HSC Sears Elevator Renovation | 234837.2 | 335405.3497 |  | Include
1997-06-20 | 2000-01-07 | 9003 | Pathology CWRU-Net | 233563.5 | 308182.0781 |  | Include
1998-04-03 | 1999-06-09 | 9108 | Murray Hill Dorm Elevators | 229345.7 | 296683.1182 |  | Include
1996-07-03 | 1997-03-20 | 9910 | Med East "A" Chiller Repairs | 225900.17 | 304031.8864 |  | Include
1999-04-01 | 2002-11-27 | 9256 | Campus Greens-Remedial Work | 225519.94 | 286013.8134 | 1 | Exclude
1993-01-20 | 1994-04-01 | 9534 | Tomlinson/Crawford Chilled Water | 223152.2 | 318716.2923 |  | Include
1996-02-22 | 1996-11-22 | 9862 | Sherman House Renovation | 221678.33 | 298349.8456 |  | Include
1999-12-01 | 2003-05-29 | 9338 | White Bldg-Window Replacement | 219679.19 | 278606.3302 |  | Include
1995-10-12 | 1996-05-28 | 9840 | Dental Chairs Phase II | 218306.55 | 299688.1112 |  | Include
1999-04-01 | 2000-10-31 | 9232 | Adelbert Gym-Exterior Masonry | 209680 | 265924.9395 |  | Include
1999-07-15 | 2001-08-21 | 9308 | Job Corps-Masonry Restoration | 208151 | 263985.7978 |  | Include
1998-02-12 | 2000-01-07 | 9078 | Veale Center Sound System | 207712 | 268697.6204 |  | Include
2000-04-01 | 2002-03-04 | 9432 | Campus-wide - roof replacements | 205215 | 255159.0587 | 1 | Exclude
1999-07-12 | 2000-11-01 | 9294 | Pardee Hall Landscaping | 202371.34 | 256655.7914 | 1 | Exclude
2000-01-12 | 2002-11-27 | 9366 | White Bldg-Elevator Upgrade | 202299.13 | 251533.5409 |  | Include
1997-03-27 | 1998-03-10 | 9969 | Carlton Frats Electrical Renovation | 200719.02 | 264844.4842 |  | Include
2000-01-11 | / / | 9367 | White Bldg-Interior Upgrade Phase I | 200533 | 249337.5802 |  | Include
1997-04-03 | 1998-11-30 | 9973 | 1997 Roofing Academics | 199935.2 | 263810.2504 | 1 | Exclude
1997-05-01 | 1998-11-03 | 9992 | Campus Structural Repairs | 199667 | 263456.3662 | 1 | Exclude
1999-02-26 | 2000-03-01 | 9242 | Carlton Dorm-Leutner Commons Elevators | 199569.45 | 253102.3174 |  | Include
1997-05-01 | 1998-01-12 | 9990 | Amasa Stone Structural Repairs | 199140 | 262761.0009 |  | Include
1998-07-07 | 2001-10-18 | 9153 | Wickenden CWRU-Net | 192158.25 | 248577.1863 |  | Include
1996-02-28 | 1996-11-22 | 9866 | Tomlinson HVAC Replacement | 191779.16 | 258109.4994 |  | Include
1991-06-26 | 1992-11-30 | 9414 | HSC coil & drain pan replacement | 191342.83 | 284325.38 |  | Include
1997-12-18 | 1999-06-09 | 9058 | Wade & Norton - Roofing | 187590 | 247521.0212 |  | Include
1997-12-15 | 2000-06-27 | 9065 | Crawford Relo's from Pardee & Wickenden | 184231.35 | 243089.3538 |  | Include
1998-12-23 | 2000-11-01 | 9207 | Mather II - 1999 Renovations | 183145.37 | 236918.065 |  | Include
1996-02-28 | 1997-05-06 | 9865 | Leutner HVAC Replacement | 178485.06 | 240217.3911 |  | Include
1998-07-01 | 2002-11-12 | 9158 | Crawford Hall-Fire Alarm Upgrade | 169232.2 | 218919.896 |  | Include
1996-01-31 | 1997-02-06 | 9856 | Med School Coil Replacements | 168110.46 | 226254.5455 |  | Include
1997-06-03 | 2000-02-16 | 9001 | Veale Center CWRU-Net | 166596 | 219819.884 |  | Include
1998-03-02 | 1998-06-24 | 9091 | Law School Benton Sculptures | 165000 | 213445.094 | 1 | Exclude
1999-08-01 | / / | 9298 | Science Center-Phase III Moving | 164494.7 | 208619.0535 |  | Include
1999-05-01 | 2000-11-01 | 9262 | Carlton Commons & Dorms - new electrical service | 163959.16 | 207939.8593 |  | Include
1995-08-01 | 1997-09-16 | 9816 | Kent Smith Classroom CWRU-Net | 162839.75 | 223544.081 |  | Include
1998-12-17 | 2000-01-07 | 9205 | Med East Duct Extensions | 162501 | 210212.3711 |  | Include
1992-05-18 | 1994-09-21 | 9480 | Thwing Window Replacements | 160309.81 | 233541.1223 |  | Include
1999-05-04 | 2002-11-12 | 9271 | Allen Memorial Library-Sprinkler Feed & Risers New | 159494.62 | 202277.7431 |  | Include
1999-07-14 | 2001-06-18 | 9287 | Glennan-Sung Lab (Glennan 108) | 158457.29 | 200962.1578 |  | Include
1998-04-07 | 2000-01-07 | 9114 | Crawford Relo's Phase II | 156882.25 | 202943.9188 |  | Include
1992-05-26 | 1992-12-31 | 9472 | Phi Kappa Tau division | 156420.75 | 227875.4962 |  | Include
1995-06-19 | 1997-06-04 | 9803 | Millis 109 Cullis Lab | 155683.52 | 213720.1108 |  | Include
1991-06-26 | 1993-06-23 | 9416 | Biology Electrical Distribution | 155593.32 | 231203.4887 |  | Include
1992-05-18 | 1995-04-27 | 9477 | Millis Elevators -- Handicapped Access | 155376.83 | 226354.7019 |  | Include
1998-05-26 | 2002-11-12 | 9137 | Yost Hall-Elevator Upgrade | 152025.77 | 196661.5441 |  | Include
1999-09-27 | 2001-05-02 | 9322 | Campus-New Generators | 150215.9 | 190510.0826 | 1 | Exclude
1996-09-25 | 2001-08-21 | 9930 | Freiberger Site Improvements | 148886.03 | 200380.9938 | 1 | Exclude
2000-05-01 | / / | 9405 | Univ West Bldg-Building Envelope Restoration | 146415 | 182048.6494 |  | Include
1999-11-15 | / / | 9330 | Univ West Bldg-Garage S-48 Restoration | 145678.56 | 184755.6384 |  | Include
1999-09-27 | 2001-05-31 | 9406 | Campus-new generators (housing) | 144922.28 | 183796.4925 | 1 | Exclude
2000-03-01 | 2002-11-27 | 9359 | Mather Memorial-Fire Alarm Upgrade | 142902.27 | 177681.0111 |  | Include
1992-10-15 | 1995-02-23 | 9512 | Campus ADA Compliance Measures | 142627.01 | 207780.6217 | 1 | Exclude
1998-12-15 | 2001-05-31 | 9204 | Clarke Tower-Exterior Masonry Restoration | 142149 | 183884.8889 |  | Include
1996-08-21 | 1997-06-04 | 9926 | SAM/PHI PSI - Transformer | 140769.61 | 189457.3611 |  | Include
2000-03-01 | 2002-11-27 | 9356 | Nursing School-Fire Alarm Upgrade | 139009.89 | 172841.3258 |  | Include
1992-05-18 | 1993-12-17 | 9479 | Millis Air Handler Replacement | 138665 | 202008.7212 |  | Include
1999-12-10 | 2002-03-04 | 9347 | Allen Memorial Library-install new fire alarm system | 137058.29 | 173823.0517 |  | Include
2000-03-01 | 2003-06-11 | 9400 | Lincoln Storage Site & Lot 46-Parking Feasibility Study | 136657.54 | 169916.4743 | 1 | Exclude
1998-03-01 | 2001-06-18 | 9094 | Health Services Dispatch Reno. | 134573.4 | 174085.0425 |  | Include
1995-08-15 | 1997-05-06 | 9818 | Allen Library CWRU-Net | 134234.27 | 184274.887 |  | Include
1998-04-20 | 2001-08-21 | 9118 | A.W. Smith Bldg Fire System Reno. | 131581.59 | 170214.8173 |  | Include
1998-03-31 | 2002-11-27 | 9106 | Crawford Hall-CWRUnet Phase II | 130821.27 | 169231.2623 |  | Include
1999-02-05 | 2001-08-21 | 9233 | Bldg. Management System-Y2K Upgrade | 130363 | 165331.8051 | 1 | Exclude
1996-04-12 | 1996-10-02 | 9873 | Murray Hill Frat New Furniture | 129375 | 174121.7163 | 1 | Exclude
1996-06-12 | 1996-11-22 | 9898 | 11116 Magnolia Vandalism Repairs | 128539.95 | 172997.8489 | 1 | Exclude
1996-03-06 | 1997-11-26 | 9868 | Mather Gym Locker Room Renovation | 128040 | 172324.982 |  | Include
1999-04-01 | 2000-10-31 | 9231 | Eldred Theater-Exterior Masonry | 125919.5 | 159696.3727 |  | Include
1996-02-28 | 1997-04-02 | 9864 | Fribley HVAC Replacement | 125083.97 | 168346.5549 |  | Include
2000-02-01 | 2002-03-04 | 9340 | Med School-Valve Installations | 124584 | 154904.5448 |  | Include
1998-01-20 | 2000-01-06 | 9070 | Veale Center Improvements | 123784.55 | 160128.5146 |  | Include
2000-01-15 | 2001-05-02 | 9342 | Med School East-Exhaust Fan Installation | 122812 | 152701.2856 |  | Include
1999-10-01 | 2002-04-22 | 9317 | Veale Center-East End Brick Facade | 120414.5 | 152714.7016 |  | Include
1997-10-31 | 1999-06-30 | 9041 | Med East - E656 Neurosci. Lab Reno | 119958.06 | 158282.1126 |  | Include
2000-06-30 | / / | 9467 | Nursing School-Lighting/Interior Upgrade | 116414.44 | 144746.7238 |  | Include
1997-10-03 | 2001-08-21 | 9032 | South Dorm Landscaping Design | 116073.57 | 153156.6106 | 1 | Exclude
1998-05-15 | 2001-08-21 | 9133 | Farm Sewage Treatment Facility | 115969.55 | 150018.9788 |  | Include
1996-10-21 | 1997-06-04 | 9936 | Mather Memorial Paint and Carpet | 114916.25 | 154662.1424 |  | Include
1996-07-01 | 2000-02-16 | 9905 | 1720-28 E 116th The Noble #10 | 112784.11 | 151792.5627 |  | Include
1999-05-04 | 2003-06-11 | 9272 | Bingham Bldg-Structures Laboratory | 111912.39 | 141931.9703 |  | Include
1993-01-15 | 1994-05-20 | 9525 | HSC Fire System Division | 109870 | 156921.4152 |  | Include
1999-09-15 | 2001-05-31 | 9312 | East Wing-Animal Facility Barrier | 106602.79 | 135198.1137 |  | Include
1999-12-01 | 2001-06-18 | 9337 | Wood Bldg.-Pharmacology tissue culture | 105417.11 | 133694.3848 |  | Include
1998-05-01 | 2000-01-07 | 9124 | Veale Garage Improvement Design | 105000 | 135828.6962 | 1 | Exclude
1996-05-10 | 1996-11-22 | 9888 | Leutner Renovation | 104630.54 | 140818.931 |  | Include
1999-01-05 | 2000-11-01 | 9213 | 98/99 Classrooms | 104557.3 | 132603.9378 |  | Include
1999-07-28 | 2001-10-26 | 9299 | Campuswide-Classrooms & Teaching Labs | 102814.41 | 130393.5318 |  | Include
1999-05-01 | 2000-06-27 | 9245 | University West - Replacement of Mechanical Room Roof | 102750 | 130311.8444 |  | Include
1996-06-28 | 2002-03-04 | 9904 | North Dormitory Landscaping Design | 102273.51 | 137646.679 | 1 | Exclude
1997-09-30 | 1999-10-08 | 9044 | Classroom Renewal Cycle 97-98 | 101424.16 | 133827.0252 |  | Include
1999-11-01 | 2002-03-04 | 9320 | Rockefeller/AW Smith-Dahm relocation | 101393.6 | 128591.6012 |  | Include
1999-07-12 | 2002-11-27 | 9290 | Dental School-Lighting Upgrade | 101124.43 | 128250.2286 |  | Include
1998-03-02 | FY04-05 | 9090 | Dively & Pierce-A. Gibbons Sculptures | 101043.75 | 130710.865 | 1 | Exclude
1995-07-06 | 1996-11-06 | 9809 | Yost Statistics Renovation | 100485.52 | 137945.0854 |  | Include
2000-05-15 | / / | 9335 | White Bldg-Rm 411 Upgrade | 99676.49 | 123935.1868 |  | Include
1996-03-27 | 1996-10-02 | 9872 | Bingham Smokestack Removal | 99282 | 133620.5004 | 1 | Exclude
1998-04-24 | 1999-04-02 | 9126 | Allen Memorial Library Tuckpointing | 98980 | 128041.1843 |  | Include
1997-09-12 | 1998-06-24 | 9029 | 10900 Carnegie CCSB CWRU-Net | 98844 | 130422.5589 |  | Include
1996-08-26 | 1997-11-14 | 9927 | Glennan Electrical Feeder | 98766.17 | 132926.2611 |  | Include
1996-08-13 | 1997-04-23 | 9922 | U. West Chiller Failure | 98464.5 | 132520.253 |  | Include
1996-07-22 | 1997-07-07 | 9912 | Olin Supplemental Construction | 98209 | 132176.3836 |  | Include
1992-06-24 | 1992-12-31 | 9486 | Tyler House fire renovation | 98184.02 | 143035.5773 |  | Include
1997-05-01 | 1998-01-12 | 9987 | Emerson Gym Windows | 97077 | 128091.0399 |  | Include
1997-03-01 | 1998-01-12 | 9965 | Thwing New Commuter Lounge | 96450.1 | 127263.8586 |  | Include
1998-06-11 | 1999-01-06 | 9147 | Crawford North/E/W Masonry | 96105 | 124322.0652 |  | Include
2000-05-01 | 2002-11-27 | 9389 | MSASS-Floor Finish Renovation | 95418.55 | 118640.9736 |  | Include
1997-06-27 | 1999-06-09 | 9009 | Thwing West Windows | 94689.28 | 124940.494 |  | Include
1998-01-09 | 2001-05-31 | 9066 | Pardee Moves | 94453.16 | 122185.234 | 1 | Exclude
1993-02-01 | 1994-04-01 | 9530 | Pathology 201 Remodeling | 93443.22 | 133459.9283 |  | Include
1996-04-16 | 1996-11-06 | 9876 | Campus 4/12/96 Storm Damage | 92651.14 | 124696.2358 | 1 | Exclude
1998-03-30 | 1998-12-29 | 9104 | Veale Center Additional Walkways | 90247.22 | 116744.4022 | 1 | Exclude
1996-04-22 | 1997-06-04 | 9881 | CASC Roofing Phase 4 | 90157.11 | 121339.5998 |  | Include
1997-05-01 | 1998-06-24 | 9976 | White Caster Foundation | 88908.25 | 117312.5477 |  | Include
1998-12-15 | 2002-11-27 | 9189 | Dental School-Motor Control Center Upgrade | 88593.71 | 114605.4107 |  | Include
1998-12-21 | 2000-01-07 | 9211 | Enterprise-Room 410 wiring | 87278 | 112903.3995 |  | Include
1999-04-01 | 2000-10-31 | 9194 | Bingham Building-Exterior Masonry | 87034.8 | 110381.1709 |  | Include
1996-05-08 | 1997-06-04 | 9889 | Juniper Road Landscaping | 86890.33 | 116942.9441 | 1 | Exclude
1998-04-24 | 2000-06-27 | 9127 | Allen Memorial Library Roofing | 85095.7 | 110080.3617 |  | Include
1999-04-15 | 2001-08-21 | 9259 | Baker, Dental, ARC-Ground duct cleaning | 85033.4 | 107842.9118 |  | Include
1998-02-24 | 2001-08-21 | 9085 | Kent Smith Air System | 84952 | 109894.4705 |  | Include
1998-03-09 | 2000-02-16 | 9093 | Med East - ARC Keck Animal Rooms | 84787.96 | 109682.2672 |  | Include
1995-09-27 | 1996-11-06 | 9834 | Campus Spine Phase III | 84468.76 | 115957.5063 | 1 | Exclude
1997-03-27 | 1997-11-26 | 9970 | Clarke Tower Structural Repairs | 84255 | 111172.6832 |  | Include
2000-04-18 | 2001-08-21 | 9393 | H. Wood Bldg.-Phase V duct cleaning | 83892.35 | 104309.5927 |  | Include
1995-07-01 | 1996-06-28 | 9808 | Zeta Beta Tau CWRU-Net | 83079.85 | 114050.8305 |  | Include
1998-04-24 | 1999-06-09 | 9125 | Graduate House - Masonry | 82936 | 107286.5595 |  | Include
1996-05-02 | 1997-09-16 | 9883 | Bingham Hood Relocations | 82375.1 | 110866.039 |  | Include
1997-04-03 | 1998-03-10 | 9972 | 1997 Carpet & Painting Academics | 82271 | 108554.8373 |  | Include
1999-11-22 | 2002-11-12 | 9343 | Kelvin Smith Library-Emergency Power | 81808.33 | 103752.7432 |  | Include
1992-08-06 | 1994-03-03 | 9502 | Thwing Center Improvements | 81710.13 | 119036.2303 |  | Include
1996-08-20 | 1997-10-06 | 9923 | Wickenden/Olin Barco Units | 81582.59 | 109799.4248 |  | Include
1998-04-15 | 2000-01-07 | 9117 | Sears 1st Floor BME Swing Space | 81135.34 | 104957.2138 |  | Include
1996-12-04 | 1999-06-09 | 9947 | HSC - CWRU-Net | 80350.66 | 108141.4093 |  | Include
1997-12-18 | 1999-04-02 | 9059 | Clarke Tower - Tuckpointing Phase II | 79000 | 104238.8223 |  | Include
1999-03-15 | 2001-05-31 | 9246 | Baker-Relocation of University Architect | 77922.15 | 98824.1274 |  | Include
2000-03-01 | 2001-06-18 | 9396 | Dental School-Ortho Clinic remodel | 76894.42 | 95608.5463 |  | Include
1992-11-05 | 1993-11-22 | 9515 | Baker/Amasa Stone Steam Line Extension | 76494.2 | 111437.6052 |  | Include
1995-06-12 | 1996-05-28 | 9802 | Hearing & Speech CWRU-Net | 76280.1 | 104716.2309 |  | Include
1998-04-24 | 1999-04-02 | 9128 | Crawford Cleaning & Repairs | 76215 | 98592.2293 |  | Include
1993-01-25 | 1994-04-29 | 9531 | White 214 Crystal Laboratory | 75751.24 | 108191.4243 |  | Include
1998-02-02 | 2000-06-27 | 9074 | U West Copernicus Inc | 75738.92 | 97976.3691 |  | Include
1998-05-18 | 1999-01-06 | 9134 | CASC Main Stockroom Roof Phase I | 75675 | 97893.6818 |  | Include
1998-02-12 | 2000-06-27 | 9079 | U West Athersys Inc | 75650.85 | 97862.4412 |  | Include
1998-03-27 | 2000-03-01 | 9102 | Farm Barn & Mgr Res. Reroofing | 75614 | 97814.7718 |  | Include
1999-05-06 | 2002-03-04 | 9264 | Clarke Tower - CWRUnet | 75103.1 | 95248.8903 |  | Include
2000-05-01 | 2001-10-30 | 9388 | Sears Library-Stairwell renovations | 74982.89 | 93231.799 |  | Include
1997-02-01 | 1998-10-12 | 9960 | Eldred Theatre - Renovation Closeout | 74840.92 | 98751.0045 |  | Include
1999-06-01 | 2001-05-22 | 9266 | Law School-Classroom (158) lighting Phase II | 74615.24 | 94630.1659 |  | Include
1998-03-17 | 2000-10-31 | 9100 | Med East - B03/B05 Prabhakar Lab | 74576.14 | 96472.1892 |  | Include
1998-12-16 | 2002-11-12 | 9201 | Yost Hall-CWRUnet | 74323.9 | 96145.8898 |  | Include
1997-09-22 | 2002-11-12 | 9031 | Wickenden Bldg-Moving | 74264.03 | 97989.8104 |  | Include
1992-05-18 | 1993-07-23 | 9481 | HSC Podium Expansion Joint Repairs | 74204 | 108101.2162 | 1 | Exclude
1999-05-31 | 2001-05-31 | 9270 | SOM-Animal Resource Center Phase II | 73631.4 | 93382.4189 |  | Include
1992-07-17 | 1993-02-26 | 9496 | Smith House CWRU-net | 73106.16 | 106501.8707 |  | Include
1992-06-24 | 1993-11-22 | 9488 | BRB, Genetics Revisions | 73103.24 | 106497.6168 |  | Include
2000-01-19 | 2000-11-01 | 9390 | Rockefeller-sewer repair | 72841.25 | 90568.9388 |  | Include
1995-08-15 | 1996-10-02 | 9819 | Graduate House Lightning Repairs | 72785 | 99918.2075 | 1 | Exclude
1996-10-23 | 1997-11-26 | 9937 | Farm Greenhouse Lab Renovation | 72215 | 97191.8821 |  | Include
1998-07-01 | 1999-06-29 | 9151 | Gund Development Offices | 71997.9 | 93136.9608 |  | Include
2000-03-01 | 2002-11-27 | 9399 | Science Center-Phase III CWRUnet | 71927.2 | 89432.4326 |  | Include
1995-10-10 | 1996-06-26 | 9838 | MSASS Library CWRU-Net Changes | 71808 | 98576.9959 |  | Include
1999-09-30 | 2000-11-01 | 9315 | Mather House-stabilization of floors | 71795.79 | 91054.4216 |  | Include
1998-06-02 | 1999-01-06 | 9142 | CASC Stockroom Roof Phase II | 71689 | 92737.3657 |  | Include
1999-01-25 | 2000-01-07 | 9221 | Euclid Avenue-conduit crossing | 71500 | 90679.2883 | 1 | Exclude
1993-02-01 | 1995-04-27 | 9537 | Campus Asbestos Abatement | 71289.14 | 101818.4467 |  | Include
1998-07-07 | 2000-02-16 | 9154 | Sears 2nd Floor CWRU-Net | 70716.46 | 91479.2815 |  | Include
1997-11-17 | 1999-01-06 | 9042 | Med East - E324 Classroom Renovation | 70524.7 | 93055.8439 |  | Include
1999-09-01 | 2000-11-01 | 9309 | Crawford-remodel room 317 | 70520.59 | 89437.1596 |  | Include
1998-04-01 | 2000-01-07 | 9101 | Med East - ARC Markowitz Lab | 70481.6 | 91175.4651 |  | Include
1996-04-22 | 1997-04-02 | 9880 | Smith Chem Roofing | 69974 | 94175.7911 |  | Include
1992-10-08 | 1993-06-23 | 9511 | UCRC #1 Start-Up Operations | 69400 | 101102.6954 |  | Include
1998-11-01 | 2000-11-01 | 9185 | Med. School - Duct Cleaning/Phase II | 69003.97 | 89263.9931 |  | Include
1998-07-01 | 2001-08-21 | 9149 | Dively Classroom Network | 69000 | 89258.8575 |  | Include
1990-02-18 | 1993-09-20 | 9370 | Pathology FM Room 114 | 68928.46 | 104472.547 |  | Include
1999-04-01 | 2002-03-04 | 9250 | Glennan-Dean's Office expansion | 68903.73 | 87386.5902 |  | Include
1998-08-01 | 2000-10-31 | 9148 | Health Service ID/Parking Counter | 68412.08 | 88498.3203 |  | Include
1992-07-13 | 1992-08-06 | 9492 | Crawford/Tomlinson Podium Reno. | 67838.37 | 98827.6953 | 1 | Exclude
1998-06-01 | 1999-04-02 | 9140 | 1680 E. 117th Roof & Tuckpoint | 66859 | 86489.2457 |  | Include
1999-05-15 | 2000-03-01 | 9238 | Tippit-Roof replacement | 66854 | 84787.0369 |  | Include
1998-11-16 | 1999-11-08 | 9190 | Medical School - A.R.C. | 66686.49 | 86266.0856 |  | Include
1999-10-15 | 2001-08-21 | 9324 | Med. School East Wing-Phase IV duct cleaning | 66667.02 | 84549.9011 |  | Include
1996-10-09 | 1997-07-07 | 9933 | Yost Statistics Improvements | 66596.58 | 89630.2285 |  | Include
1999-01-11 | 2003-06-11 | 9217 | Pardee-Landscape Planning | 66306.5 | 84092.6746 | 1 | Exclude
1996-04-16 | 1997-09-16 | 9877 | Thwing Fire Alarm Replacement | 66144 | 89021.1154 |  | Include
1996-02-09 | 1997-10-06 | 9858 | Dental Ortho Clinic Remodel | 66096.17 | 88956.7425 |  | Include
1997-05-01 | 1999-10-08 | 9974 | Rockefeller Physics Undergraduate Lab | 65882 | 86929.8999 |  | Include
1999-04-01 | 2002-11-27 | 9253 | Science Center-Phase II CWRUnet | 65538.6 | 83118.7917 |  | Include
1996-08-10 | 2000-03-01 | 9929 | Dental Office in Pizza Hut Space | 64766.95 | 87167.7874 |  | Include
1993-03-01 | 1993-11-22 | 9538 | Millis 301N Lab Renovation | 64147.35 | 91618.2119 |  | Include
1998-01-02 | 2001-05-31 | 9111 | 11409 Glenwood Renovation | 63087.75 | 81610.7317 |  | Include
1997-05-01 | 2000-01-07 | 9988 | Medical School Wire Replacements | 62039.32 | 81859.5652 |  | Include
1996-04-15 | 1996-10-02 | 9875 | Glennan 4/12/96 Storm Damage | 61439 | 82688.8048 | 1 | Exclude
1999-11-15 | 2003-06-11 | 9329 | North Campus Patrol Office-Interior Renovation | 61353.08 | 77810.5403 |  | Include
1996-07-25 | 1997-11-26 | 9915 | Law School Room 57 & 58 Upgrades | 61246 | 82429.0522 |  | Include
1993-07-21 | 2001-10-18 | 9599 | Campus EMS Replacement, Area 3 | 61121.2 | 87296.1245 |  | Include
1996-10-02 | 1997-09-16 | 9932 | Crawford AC2 Coil Replacement | 61091 | 82220.4427 |  | Include
1991-06-23 | 1993-11-08 | 9422 | Bingham Electrical Changes | 60362.25 | 89695.1282 |  | Include
1991-06-01 | 1992-02-11 | 9407 | Leutner Roof Replacement | 60226 | 89492.6679 |  | Include
1998-07-24 | / / | 9167 | Clark Hall-CWRUnet | 60188.19 | 77859.8417 |  | Include
2000-05-15 | 2001-05-31 | 9403 | Adelbert Main-bldg. envelope restoration | 59590 | 74092.675 |  | Include
1992-12-09 | 1994-04-01 | 9518 | Pathology 311 Renovations | 59537.05 | 86734.2396 |  | Include
2000-05-04 | / / | 9422 | Wood Bldg/Sears Bldg-Elevator Refurbishment | 59363.41 | 73810.9389 |  | Include
1992-05-18 | 1995-06-19 | 9478 | Smith Elevator -- Handicapped Access | 59303.15 | 86393.4915 |  | Include
1995-08-15 | 1997-05-06 | 9817 | Hearing & Speech COSI CWRU-Net | 59148.56 | 81198.2976 |  | Include
1996-01-10 | 1997-05-06 | 9853 | Wood 454 Fire Repairs | 58880.48 | 79245.3738 |  | Include
1999-10-15 | 2002-11-12 | 9311 | Allen Memorial Library-Security Systems | 58753 | 74513.0102 |  | Include
2000-01-26 | 2001-10-18 | 9379 | Crawford-install new H.V. switch & V.F.D. | 58739.33 | 73034.9738 |  | Include
1998-10-09 | 2001-05-02 | 9179 | Law School-Lighting Upgrade | 58516.79 | 75697.7075 |  | Include
1992-07-14 | 1993-02-26 | 9493 | Millis 305N Renovation | 58478.9 | 85192.7149 |  | Include
1998-04-23 | 1999-04-02 | 9121 | Rockefeller Rm 16 Lab Reno. | 57451 | 74318.9945 |  | Include
2000-03-20 | 2004-04-12 | 9409 | Wickenden Bldg-Biomed Eng Office Furniture | 57409.88 | 71381.9698 |  | Include
1995-10-09 | 1997-07-07 | 9839 | Kent Smith Supplemental Construction | 57391.81 | 78786.6564 |  | Include
1997-12-15 | 2002-11-12 | 9057 | Kent Hale Smith Bldg-Classroom CWRUNet II | 56503 | 74554.5085 |  | Include
1997-05-01 | 2000-02-16 | 9986 | CASC Improvements | 55714.62 | 73514.2579 |  | Include
1997-08-25 | 1998-03-10 | 9025 | Job Corp 6th Floor Restoration | 55576 | 73331.3517 |  | Include
1997-06-13 | 1998-11-03 | 9013 | Sigma Chi Renovation | 55561.17 | 73311.7839 |  | Include
1996-10-29 | 1997-04-02 | 9938 | Med East HSC Library Paint/Carpet | 55425 | 74594.7527 |  | Include
1992-07-23 | 1992-12-29 | 9500 | Leutner Transformer Replacement | 55355.34 | 80642.2778 |  | Include
1996-08-16 | 1997-03-20 | 9921 | South Dorm Electrical Failure | 55304.84 | 74433.0331 |  | Include
1995-09-08 | 1998-10-12 | 9831 | Finnigan N. Fieldhouse HVAC | 55062.41 | 75588.8893 |  | Include
1997-11-13 | 1999-04-02 | 9046 | Thwing Masonry Repairs | 54747 | 72237.5038 |  | Include
1991-06-26 | 1992-06-30 | 9412 | Olin Lobby, canopy, floor distress | 54614 | 81153.5311 |  | Include
1998-02-04 | 2001-05-31 | 9073 | Veale Dedication Signage | 54611.91 | 70646.3289 |  | Include
1999-05-15 | 2000-03-01 | 9236 | Carlton Commons-Roof replacement | 54126.64 | 68645.667 |  | Include
2000-06-15 | 2002-03-04 | 9446 | Olin, Glennan -- Olin & Glennan set-ups | 53948.5 | 67078.1789 |  | Include
1998-03-01 | 2001-08-21 | 9096 | Yost Fire Alarm Renova. | 53105.02 | 68697.006 |  | Include
1997-06-30 | 2000-01-07 | 9019 | Kelvin Smith Library Closeout | 53092.59 | 70054.545 |  | Include
1997-02-12 | / / | 9961 | Science Center-Moving 97-98 | 52981.85 | 69908.4259 |  | Include
1991-06-28 | 1992-11-06 | 9423 | Campus fire alarm changes | 52767.12 | 78409.1646 | 1 | Exclude
1999-01-25 | 2001-08-21 | 9227 | Dental School-Ceiling & Exit Sign Replacements | 52714 | 66854.098 |  | Include
1990-07-03 | 1993-05-10 | 9328 | Campus Acid Tank Cleaning | 52512.86 | 79591.9745 |  | Include
1996-04-22 | 1997-04-02 | 9879 | Campus Roofing 1996 | 51976 | 69952.8528 |  | Include
1998-05-13 | 2001-05-31 | 9131 | Law School CCTV/Card Access | 51818 | 67032.1084 |  | Include
1999-02-25 | 2000-01-07 | 9249 | Murray Hill - waterline | 51813 | 65711.4121 |  | Include
1995-11-13 | 1996-05-28 | 9843 | Smith 417 & 419 Computer Classroom | 51734.18 | 71019.9428 |  | Include
1992-07-10 | 1993-02-03 | 9491 | Med/BRB Card Access & Opthal Relo | 51668.39 | 75271.0878 |  | Include
1996-05-29 | 1996-12-27 | 9895 | Law School Carpet Replacement | 51457 | 69254.3471 |  | Include
1998-03-02 | 1999-01-06 | 9089 | Mather II "Start" - D. Davis | 51107.87 | 66113.4795 |  | Include
1998-05-01 | / / | 9123 | SV Farm-Pig Barn Pottery Program Remodel | 50948.81 | 65907.7184 |  | Include
2000-05-29 | 2001-08-21 | 9421 | Case Quad - Irrigation System | 50702 | 63041.5642 | 1 | Exclude
1996-06-12 | 1996-11-22 | 9897 | BRB 10th Floor Fire Repairs | 50694.94 | 68228.7147 |  | Include
1996-09-05 | 2002-03-04 | 9928 | Carlton Electrical Distrib. - Engin. | 50597.3 | 68097.3041 |  | Include
1991-06-26 | 1992-06-30 | 9417 | Various, building improvements | 50486.43 | 75020.1792 |  | Include
1991-06-26 | 1992-11-30 | 9415 | Mather Mem. & Clark basement walls | 50346.04 | 74811.567 |  | Include
1998-02-23 | 2000-01-07 | 9082 | Scholar's House CWRU-Net | 49931.25 | 64591.3961 |  | Include
1992-05-18 | 1994-03-03 | 9475 | HSC Aluminum Feeder Replacements III | 49759.4 | 72490.0499 |  | Include
1997-09-15 | 2001-05-31 | 9030 | Smith Library Mather Room Furniture | 49649.57 | 65511.5532 |  | Include
1998-06-03 | 2000-03-01 | 9145 | Med. East - Ground Floor Mixing Boxes | 49400 | 63904.1675 |  | Include
2000-01-01 | 2001-08-21 | 9341 | Med East-Humidifier Install | 49256.84 | 61244.6894 |  | Include
1996-07-01 | 1998-02-05 | 9914 | Yost Fan Coil Replacements | 49232 | 66259.79 |  | Include
1997-05-09 | 1997-11-26 | 9998 | Dental School Pre-Clinical Labs | 48993 | 64645.223 |  | Include
2000-06-26 | 2002-11-27 | 9449 | 1680 East 117th Apts-Exterior Stairs Replace | 48986.1 | 60908.0582 |  | Include
1992-08-01 | 1993-06-23 | 9498 | HSC Distilled Water Improvements | 47455.16 | 69133.2073 |  | Include
1993-03-22 | 1993-11-22 | 9540 | Med E., Cooling Tower Roof | 47187.8 | 67395.7983 |  | Include
1999-05-17 | 2000-06-27 | 9243 | Fribley Commons - Fire Alarm Upgrade | 46986 | 59589.609 |  | Include
1998-06-03 | 2000-11-01 | 9143 | Baker Annual Giving Offices | 46894 | 60662.3893 |  | Include
1999-04-13 | 2000-01-07 | 9257 | Carlton Road Fire Doors | 46877 | 59451.3706 |  | Include
1997-10-20 | 1998-11-03 | 9034 | Med East - E414 Office Renovations | 46553.5 | 61426.3546 |  | Include
1998-07-07 | 2000-01-07 | 9156 | Bellflower Hall CWRU-Net | 46528.26 | 60189.2656 |  | Include
1998-01-15 | / / | 9067 | Mather Dance-K. Haring Sculpture | 46431.39 | 60063.954 | 1 | Exclude
1999-06-01 | 2000-01-07 | 9267 | Law School-Classroom(159) lighting-PhaseIII | 46184.08 | 58572.5805 |  | Include
1999-08-23 | 2000-11-01 | 9310 | Guilford-upgrade to rooms | 45947.6 | 58272.6667 |  | Include
1997-03-26 | 2000-02-16 | 9968 | U West Tenant Modifications | 45696.14 | 60295.0863 |  | Include
1999-05-01 | 2000-01-07 | 9261 | Van Horn Field-Landscaping | 45652 | 57897.7744 | 1 | Exclude
2000-03-10 | 2002-11-12 | 9373 | Olin Bldg/White Bldg-Walkway Remodeling | 45402.81 | 56452.6875 | 1 | Exclude
1996-05-23 | 1996-11-06 | 9891 | Emerson Shower Wall Resurfacing | 44992.99 | 60554.6407 |  | Include
1999-01-05 | 2000-01-07 | 9212 | Harkness - Multimedia Room | 44783.5 | 56796.3064 |  | Include
1997-03-17 | 1998-06-24 | 9966 | U West - Human Genetics | 44473.44 | 58681.7596 |  | Include
1995-07-15 | 1996-02-02 | 9810 | Baker Telemarketing Center | 44430.18 | 60993.116 |  | Include
1998-04-07 | 2000-11-01 | 9113 | Sears Library HVAC Design | 44077.06 | 57018.3771 |  | Include
1998-09-01 | 2000-01-07 | 9171 | Eldred Theater-CWRUnet | 44023.3 | 56948.8328 |  | Include
1998-02-02 | 1998-11-25 | 9083 | Med East HVAC Duct Detectors | 43980 | 56892.8196 |  | Include
1999-07-01 | 2000-11-01 | 9283 | CASC-NetCom Warehouse | 43531 | 55207.8336 |  | Include
1999-02-01 | 2001-05-31 | 9226 | Pardee Hall - Removal | 43516.49 | 55189.4314 | 1 | Exclude
1993-03-25 | 1993-11-22 | 9541 | Yost/Tomlinson Landscaping | 43450 | 62057.2995 | 1 | Exclude
2000-06-15 | / / | 9445 | Pathology Bldg-HVAC Upgrades | 43179.86 | 53688.7286 |  | Include
1997-12-15 | 1999-10-08 | 9055 | Sears - Relocations From Pardee | 42914.76 | 56625.1144 |  | Include
2000-01-01 | 2000-11-01 | 9362 | Montville Observatory-Shutter system repair | 42885 | 53322.1072 |  | Include
1996-11-07 | 1997-08-22 | 9940 | Emerson Gym Sewer Correction | 42676 | 57436.2772 |  | Include
2000-03-01 | 2001-08-21 | 9387 | Dental School-phase II of duct cleaning | 42420 | 52743.9382 |  | Include
1998-03-17 | 1999-11-08 | 9099 | Med East - B24 Kern Lab Reno. | 42206.38 | 54598.453 |  | Include
2000-06-30 | 2001-08-21 | 9468 | Glennan-fire stop all floor openings | 42069.9 | 52308.6328 |  | Include
1999-07-01 | 2000-06-27 | 9284 | Various cafeterias-interior painting | 41821 | 53039.1401 |  | Include
1998-09-25 | 1999-06-29 | 9175 | Mather Memorial-Rm. 26 Offices | 41786.18 | 54054.8795 |  | Include
1999-09-07 | 2001-05-31 | 9307 | Harcourt House-Basement waterproofing | 41021 | 52024.5467 |  | Include
1992-06-24 | 1992-06-23 | 9485 | Campus Information Booth | 40798 | 59434.9822 |  | Include
1999-06-18 | 2002-03-04 | 9282 | Clark Hall - Electronic Classrooms | 40667 | 51575.5891 |  | Include
1996-11-06 | 1997-05-06 | 9939 | Clarke Tower CWRU-Net II | 40150 | 54036.6138 |  | Include
1999-01-15 | 1999-11-08 | 9218 | Mather House Interior Upgrades | 39745.6 | 50407.0311 |  | Include
1992-12-15 | 1994-09-08 | 9519 | Campus Card Access, Phase II | 39634.63 | 57740.1718 |  | Include
1999-07-12 | 2001-08-21 | 9286 | 2272 Murray Hill-Renovation | 39579.32 | 50196.1478 |  | Include
1993-01-05 | 1994-06-17 | 9527 | Emerson Gym Heating Repiping | 39366 | 56224.3418 |  | Include
1991-06-26 | 1992-07-22 | 9411 | White 2nd Floor Lab | 39225 | 58286.2866 |  | Include
1999-05-15 | 2000-09-19 | 9237 | Pierce-Roof replacement | 38930 | 49372.6531 |  | Include
1998-07-23 | 2000-06-27 | 9164 | Graduate House-windows | 38784 | 50171.2396 |  | Include
1991-06-26 | 1992-04-10 | 9413 | Eldred transformer relocation | 38763 | 57599.7789 |  | Include
1999-05-15 | 2000-03-01 | 9239 | Cutter-Roof replacement | 38465.15 | 48783.1109 |  | Include
1997-10-20 | 1999-06-09 | 9050 | North Dorm Entrances - Design | 38372.76 | 50632.0419 |  | Include
1999-05-17 | 2000-11-01 | 9279 | University West-Buildout of Room 145 | 38354.59 | 48642.8941 |  | Include
1999-01-05 | 2000-01-07 | 9220 | Thwing-Student Community Services | 38151.2 | 48384.9464 |  | Include
1999-09-15 | 2000-02-16 | 9306 | Wood Bldg.-Ceiling & Lighting Upgrade | 38038.6 | 48242.1423 |  | Include
1999-06-29 | 2002-03-04 | 9285 | Service Building-CWRUnet\ | 38000 | 48193.1882 |  | Include
1998-02-17 | 2000-10-31 | 9080 | U. West Door Hardware | 37479 | 48483.0829 |  | Include
1991-06-26 | 1993-05-10 | 9418 | Campus AutoCAD Drawings | 37330 | 55470.4163 | 1 | Exclude
2000-06-05 | 2002-12-02 | 9438 | Fairchild House-Exterior Stairs Replace | 37179 | 46227.4134 |  | Include
1997-10-20 | 2001-05-31 | 9033 | Smith Library ESS Relocation | 37099.47 | 48951.9628 |  | Include
1997-12-31 | 1998-11-03 | 9063 | Glennan HP Lab CWRU-Net | 37098.4 | 48950.5509 |  | Include
1995-09-07 | 1996-07-18 | 9828 | Housing Enhancement Program | 37010.05 | 50806.8676 | 1 | Exclude
1998-06-02 | 2001-10-26 | 9141 | Med School ARC Superheated Tank | 36917.83 | 47757.1497 |  | Include
1999-02-03 | 2000-11-01 | 9230 | East Wing - Lab B-39 renovations | 36783.2 | 46649.9916 |  | Include
1998-08-01 | 1999-06-29 | 9162 | Med E. -- E636 Lab Eye Core | 36719 | 47499.9419 |  | Include
1999-07-01 | 2000-10-31 | 9288 | Law School-Acoustic Treatments | 36026 | 45689.6789 |  | Include
2000-02-23 | 2002-11-27 | 9385 | Law Library-Master Plan Renovation | 35969.89 | 44724.0371 |  | Include
1998-03-02 | FY04-05 | 9088 | MSASS-Mieczkowski Sculpture | 35245.08 | 45593.2692 | 1 | Exclude
1998-06-11 | 1999-04-02 | 9146 | 11945 Carlton Garage Demolition | 35123 | 45435.3457 | 1 | Exclude
1997-06-25 | 2001-08-21 | 9006 | Pardee Removal | 34836.14 | 45965.5469 | 1 | Exclude
1997-10-27 | 1999-01-06 | 9037 | Pathology Water Main Risers | 34752 | 45854.526 |  | Include
1999-12-30 | 2000-11-01 | 9352 | Dental School-Student Lounge Remodel | 34708.88 | 44019.2523 |  | Include
1999-09-24 | 2001-08-21 | 9323 | 1719-27 East 116th Apts-Window Replacement | 34700 | 44007.9903 |  | Include
1998-01-25 | 1999-01-06 | 9068 | Med East - E6 Physiology Office Renovation | 34290.37 | 44358.25 |  | Include
1998-02-03 | 1998-11-03 | 9084 | Mather House Condenser Replacement | 34005 | 43989.0935 |  | Include
1992-12-14 | 1994-06-17 | 9521 | Pathology Card Access | 33923 | 49419.4054 |  | Include
2000-02-08 | 2001-08-21 | 9391 | Veale Center-new electrical service | 33855.25 | 42094.7481 |  | Include
1998-01-02 | 1999-04-02 | 9107 | 1720-28 E. 116th, Apt #13 | 33358.35 | 43152.5827 |  | Include
1997-07-30 | 1998-06-24 | 9021 | Job Corp Window System | 33305 | 43945.2402 |  | Include
1995-08-25 | 1996-02-23 | 9823 | Thwing CWRU-Net | 33158.33 | 45519.2814 |  | Include
1997-06-26 | 1998-03-10 | 9008 | Quad Gas Line | 32900 | 43410.8513 | 1 | Exclude
1996-05-08 | 1996-10-02 | 9886 | Med E., Duct Cleaning | 32790 | 44131.0228 |  | Include
1995-10-10 | 1996-03-21 | 9841 | U. West Shelving & Cabinets | 32320.46 | 44369.0655 |  | Include
1995-06-12 | 1996-05-28 | 9805 | Med E., E302 & E304 AHEC Offices | 32301.2 | 44342.6256 |  | Include
2000-05-15 | 2002-03-04 | 9408 | Health Services-Building envelope restoration | 32289 | 40147.313 |  | Include
1997-05-01 | 1997-11-26 | 9985 | Bingham Elevator Remodeling | 32127.39 | 42391.4088 |  | Include
1999-03-01 | 1999-11-08 | 9241 | Wade Commons-Wade World | 32088.5 | 40695.9768 |  | Include
2000-05-08 | 2001-10-26 | 9430 | Housing-summer maintenance | 31820.49 | 39564.7797 |  | Include
1998-07-01 | 2000-03-01 | 9161 | U. West Archives Expansion | 31674.3 | 40974.0845 |  | Include
1998-04-14 | 2001-10-18 | 9116 | Science Center Moving Phase II | 31378.03 | 40590.8277 |  | Include
1997-12-17 | 2000-11-01 | 9061 | Dormitory Elevator Engineering | 31304.24 | 41305.2799 |  | Include
1992-07-07 | 1993-02-26 | 9489 | Millis 301NA Clean Room | 31231.15 | 45497.8883 |  | Include
1996-08-13 | 1996-11-22 | 9920 | Millis Rm 8S Renovation | 31178 | 41961.4831 |  | Include
1991-06-14 | 1992-03-30 | 9409 | Move Snack Shops, Leutner/Fribley | 31041 | 46125.2931 |  | Include
1996-07-01 | 1997-02-06 | 9924 | Freiberger Field Lighting | 31007 | 41731.3396 | 1 | Exclude
1998-12-15 | 2001-08-21 | 9208 | Carlton Commons-Housing Zone Office | 30497.06 | 39451.199 |  | Include
1995-09-01 | 1996-03-21 | 9850 | Dively Supplemental Signage | 30387.18 | 41715.0863 |  | Include
1998-01-20 | 1998-06-24 | 9072 | U West Waterproof Floor | 30112.4 | 38953.6003 |  | Include
1999-02-22 | 1999-11-08 | 9222 | Strosacker-Fire alarm upgrade | 30099.39 | 38173.3044 |  | Include
1997-05-27 | 2002-11-12 | 9999 | Science Center-CWRUnet | 30000 | 39584.3629 |  | Include
1997-05-01 | 1998-06-24 | 9984 | Law School Construction Closeout | 30000 | 39584.3629 |  | Include
1993-01-15 | 1994-07-22 | 9528 | Glennan Emergency Generator | 30000 | 42847.3874 |  | Include
1999-01-15 | 1999-06-09 | 9199 | University West-New chair rail & wall fabric | 29753 | 37733.9981 |  | Include
1996-07-26 | 1996-11-22 | 9916 | Emerson Gym Office Relocations | 29748 | 40036.8913 |  | Include
1999-01-15 | 2000-01-06 | 9214 | Emerson Gym-Weight Room Floor & Walls | 29694.08 | 37659.2733 |  | Include
1998-07-01 | 1999-06-29 | 9159 | Harcourt Exterior Painting | 29000 | 37514.5923 |  | Include
1991-05-01 | 1991-07-17 | 9401 | Housing, Summer Plumbing | 28917 | 42969.1408 |  | Include
1998-06-30 | 2000-06-27 | 9165 | Yost-Registrar Furniture | 28859.4 | 37332.7112 |  | Include
1998-12-16 | 2000-01-07 | 9203 | Montville Observatory Spectrograph Enclosure | 28709 | 37138.1528 |  | Include
1999-07-30 | 2002-03-04 | 9302 | Baker-Baker Lounge remodel | 28543.63 | 36200.2245 |  | Include
1995-06-20 | 1996-07-01 | 9806 | BRB, 10th Floor Orthopaedics Histology Lab | 28493 | 39114.7831 |  | Include
1999-09-01 | 2001-05-31 | 9380 | Leutner Commons-back-up heating converter | 28285.93 | 35873.3986 |  | Include
1998-03-24 | 1998-11-03 | 9115 | Van Horn Field Water Main | 28000 | 36220.9857 | 1 | Exclude
1998-02-12 | 1998-12-29 | 9077 | W. Reserve Hist. Soc. CWRU-Net | 28000 | 36220.9857 |  | Include
1997-09-02 | 1998-02-05 | 9024 | Eldred-Millis Steam Return Line | 27825 | 36714.4966 |  | Include
1999-05-17 | 2000-06-27 | 9248 | Fribley-Boiler room removal | 27790 | 35244.4395 |  | Include
1997-06-25 | 1998-03-10 | 9005 | MSASS Furnishing Upgrades | 27725.34 | 36582.9973 |  | Include
1998-06-25 | 2000-01-07 | 9150 | Hanna Perkins School CWRU-Net | 27633.2 | 35746.4907 |  | Include
2000-01-15 | 2000-10-31 | 9344 | New Medical-replacement of stair treads | 27607 | 34325.8345 |  | Include
1999-04-01 | 2000-11-01 | 9255 | Crawford Hall-Lighting upgrade | 27596 | 34998.4006 |  | Include
1998-12-02 | 1999-06-30 | 9196 | Crawford 7th floor-asbestos ceiling tiles | 27556.75 | 35647.5945 |  | Include
1998-03-02 | FY04-05 | 9092 | Benton Sculpture-"Block Construct" | 27298.59 | 35313.637 | 1 | Exclude
1995-11-06 | 1996-05-28 | 9842 | Phi Delta Theta Kitchen Fire | 27229.96 | 37380.8998 |  | Include
1998-05-15 | 2000-11-01 | 9132 | Med East HVAC Engineering | 27126.31 | 35090.7745 |  | Include
1992-09-17 | 1993-12-06 | 9507 | BRB, Security Move From Med E. | 27018.8 | 39361.2897 |  | Include
1997-08-21 | 1998-11-25 | 9022 | C.I.A. CWRU-Net | 26551 | 35033.4806 |  | Include
1997-12-15 | 2000-01-07 | 9054 | Yost - Relocations From Pardee | 26512.39 | 34982.5356 |  | Include
1998-03-22 | 1998-11-04 | 9103 | Millis Electrical Switch Repair | 26304 | 34027.0288 |  | Include
1999-08-15 | 2000-10-31 | 9303 | Squire Valleevue Farm-roof replacements | 26301 | 33356.0274 |  | Include
2000-05-01 | 2001-10-30 | 9416 | Squire Valleevue Farm-roof replacements | 26252.2 | 32641.311 |  | Include
1998-01-20 | 1999-06-30 | 9069 | Rockefeller Cryogenic Laboratory | 26240.04 | 33944.2897 |  | Include
1997-11-06 | 1998-06-24 | 9043 | U. West Sprinkler System | 25783.65 | 34020.9786 |  | Include
1999-12-20 | 2000-10-31 | 9350 | Sears Library-Carpet replacement | 25527.5 | 32375.0424 |  | Include
1997-04-28 | 1998-01-12 | 9982 | Bingham LN2 Installation | 25497.7 | 33643.6737 |  | Include
1996-08-01 | 1996-12-27 | 9917 | Denison Band Room Expansion | 25397 | 34181.0182 |  | Include
2000-02-15 | 2001-05-31 | 9378 | Stone Commons-Skylite system | 25311.35 | 31471.4823 |  | Include
1999-11-04 | 2000-06-27 | 9327 | Guilford - 106 Renovation | 25265 | 32042.1289 |  | Include
1997-12-30 | 1998-11-03 | 9060 | FY97/98 Painting Public Areas | 25125 | 33151.9039 |  | Include
1997-11-01 | 2001-08-21 | 9038 | Clark Hall Moving | 25037.7 | 33036.7134 |  | Include
2000-05-01 | 2001-08-21 | 9442 | Adelbert Gym-concrete plaza | 24715 | 30729.996 |  | Include
1996-05-28 | 1996-12-27 | 9893 | MSASS Library CWRU-Net Phase II | 24701.27 | 33244.6572 |  | Include
1991-05-01 | 1991-08-16 | 9403 | Housing, Bldg Maint | 24306 | 36117.4374 |  | Include
1995-12-27 | 1996-11-06 | 9851 | White 511, 521, 523 Lab Remodel | 24291 | 33346.3376 |  | Include
1997-10-31 | 2000-02-16 | 9040 | Med East - E725 Neuroscience Electrophor | 24257.65 | 32007.454 |  | Include
1992-07-17 | 1993-03-24 | 9495 | Schmidt Auditorium overhead Projector | 24199.31 | 35253.8252 |  | Include
1998-07-07 | 2000-01-07 | 9155 | Stone Commons CWRU-Net | 24062 | 31126.7627 |  | Include
1998-11-20 | 1999-11-08 | 9188 | Adelbert-offices in 320 & 329 | 23988.7 | 31031.9414 |  | Include
1998-03-31 | 1999-06-09 | 9105 | White 115 Deformation Lab | 23821 | 30815.0035 |  | Include
1999-01-08 | 2001-08-21 | 9219 | Pardee - Signage | 23815.25 | 30203.4954 | 1 | Exclude
2000-02-01 | 2001-06-18 | 9368 | School of Mgmt.-New sprinklers on Level 2 | 23618.47 | 29366.5988 |  | Include
1996-05-15 | 1996-11-22 | 9885 | Hearing & Speech COSI Renovation | 23597 | 31758.4552 |  | Include
2000-03-01 | 2001-08-21 | 9397 | Crawford-Duct System Cleaning | 23241.42 | 28897.7845 |  | Include
1996-08-02 | 1997-02-06 | 9918 | Graduate House Tower Tuckpointing | 23089 | 31074.7541 |  | Include
1998-10-12 | 2000-01-07 | 9178 | Elephant Steps-Addl. lighting | 23065 | 29837.0369 | 1 | Exclude
2000-02-15 | 2002-11-12 | 9381 | Mather Quad-Heating Hot Waterline | 23039 | 28646.1007 |  | Include
1996-05-10 | 1996-11-22 | 9890 | Med East Clock Installations | 22879.08 | 30792.2294 |  | Include
1995-07-21 | 1996-05-28 | 9814 | PiKA House Repairs | 22725 | 31196.5551 |  | Include
2000-02-01 | 2000-11-01 | 9377 | Veale-Install access landings on HVAC units | 22599.2 | 28099.2647 |  | Include
2000-01-30 | 2000-10-31 | 9336 | Eldred-window replacement | 22596 | 28095.2859 |  | Include
1997-07-28 | 1998-06-24 | 9020 | 1727 E 116th Street Back Stairs | 22300 | 29424.3764 |  | Include
1997-04-28 | 1998-10-12 | 9979 | 1715 E 115th Street Twin Gables | 21900.17 | 28896.8092 |  | Include
1997-05-01 | 1998-06-24 | 9996 | Olin Renovation Closeout | 21745 | 28692.0657 |  | Include
1998-11-15 | 2001-05-02 | 9191 | Allen Mem. Lib.-Fire Alarm Upgrade & Sprinkler | 21610.62 | 27955.6413 |  | Include
1997-06-01 | / / | 9978 | 1680 East 117th Apts-Suite 301 Renovation | 21532.42 | 28411.5709 |  | Include
1999-07-26 | 2000-01-07 | 9304 | Valley Ridge Farm-upgrade electrical service | 21500 | 27267.1986 |  | Include
1992-07-21 | 1993-02-26 | 9499 | Crawford Mechanical Improvements | 21283 | 31005.3122 |  | Include
1999-05-04 | 2001-05-31 | 9265 | Kent Hale Smith-cleaning & repainting | 21210 | 26899.4085 |  | Include
1997-03-01 | 1997-10-06 | 9962 | Mather Memorial - 137 Renovations | 20969 | 27668.1502 |  | Include
1999-09-15 | 2000-06-27 | 9318 | Veale Center-add ice guards | 20957 | 26578.5433 |  | Include
1997-05-01 | 1999-06-09 | 9989 | Health Science Complex Concrete | 20887 | 27559.9529 | 1 | Exclude
1999-11-15 | 2002-11-27 | 9313 | White Bldg-Chilled Water Filter | 20653.61 | 26193.7714 |  | Include
1995-08-28 | 1996-05-28 | 9824 | Med E., ARC Heating Coils | 20651.19 | 28349.6584 |  | Include
1999-12-20 | 2001-05-31 | 9346 | Theta Chi (carriage house)-demo | 20604 | 26130.8539 | 1 | Exclude
1996-10-22 | 1997-05-06 | 9934 | Olin 1st Floor Renovation | 19999 | 26916.0209 |  | Include
1997-09-05 | 2000-02-16 | 9027 | U West Exterior Light Bases | 19977 | 26359.2272 |  | Include
1996-05-29 | 1996-11-22 | 9894 | Haydn Carpet Replacement | 19880.75 | 26756.872 |  | Include
1999-11-15 | 2000-11-01 | 9326 | Rockefeller - Texcoat Tile Walls | 19695 | 24978.0221 |  | Include
1995-12-01 | 1996-03-21 | 9849 | Nursing Mailroom Remodeling | 19675 | 27009.5587 |  | Include
1996-07-08 | 1997-03-20 | 9908 | White 241C and 322 | 19601 | 26380.3653 |  | Include
2000-01-26 | 2000-11-01 | 9369 | Thwing-Exterior light replacement | 19567.63 | 24329.8884 |  | Include
1998-09-01 | 2000-01-07 | 9172 | Thwing-Install new pole lights | 19525.45 | 25258.2516 |  | Include
1997-06-26 | 1998-10-12 | 9007 | Dormitory ATM Upgrades | 19366.57 | 25553.7778 |  | Include
1997-11-25 | 1998-11-03 | 9051 | U. West Training Room | 19057.6 | 25146.0985 |  | Include
1998-03-02 | FY04-05 | 9087 | Mather Quad-Merging Fountain | 19042.18 | 24633.0903 | 1 | Exclude
1998-10-28 | 2000-01-07 | 9183 | Campus Bench Installations | 18988 | 24563.0027 | 1 | Exclude
1995-10-09 | 1996-11-06 | 9837 | Adelbert Gym Window Replacement | 18857 | 25886.62 |  | Include
1997-12-02 | 1998-06-24 | 9049 | MSASS 3rd Floor Remodel | 18800 | 24806.2007 |  | Include
1997-06-12 | 1998-10-12 | 9002 | Bingham Magnablast Maintenance | 18795 | 24799.6034 |  | Include
2000-01-01 | 2003-05-13 | 9363 | Baker Bldg-Renovation Assessment | 18692 | 23241.1526 |  | Include
1999-10-04 | 2002-11-27 | 9321 | Bellflower House-Basement Plumbing Upgrade Existing | 18634 | 23632.4176 |  | Include
1999-11-19 | 2000-11-01 | 9334 | 1680 East 117th-suite renovation | 18477 | 23433.3036 |  | Include
1996-06-23 | 1999-04-02 | 9902 | Bingham Electrical & Fire Systems | 18403 | 24768.015 |  | Include
1997-04-24 | 1997-10-06 | 9981 | Wood Bldg Env Health Office Renovations | 18280.9 | 24121.2593 |  | Include
1997-12-15 | 2001-10-18 | 9053 | 1719/1727 Fire Alarm & Redecorating | 18279 | 24118.7523 |  | Include
1995-09-12 | 1996-03-21 | 9830 | Dental Lab Retro-fit Lighting | 18160 | 24929.7884 |  | Include
1996-12-18 | / / | 9951 | Science Center-Courtyard | 18147.5 | 24424.1457 | 1 | Exclude
1998-12-15 | 2000-06-27 | 9198 | Adelbert Gym-Exterior Masonry Restoration | 17966 | 23240.9367 |  | Include
1991-05-01 | 1992-02-11 | 9400 | Housing, M.H. Hot Water Line | 17957 | 26683.1574 |  | Include
1998-12-16 | 2000-11-01 | 9197 | Glennan-Hood exhaust upgrade | 17805 | 23032.6661 |  | Include
1998-06-07 | 1999-11-08 | 9144 | Dively Room 104 Remodel | 17606.2 | 22775.4971 |  | Include
1999-07-01 | 2002-03-04 | 9300 | Thwing Center-Alterations | 17582.96 | 22299.4447 |  | Include
1992-08-01 | 1993-05-18 | 9494 | Med T103, Vice Dean's Office | 17577.03 | 25606.4137 |  | Include
1998-05-12 | 2000-01-07 | 9130 | 11427 Bellflower Renovation - Design | 17562.56 | 22719.0441 |  | Include
1997-11-01 | 1999-01-06 | 9052 | Health Services Heating System Upgrade | 17425 | 22991.9174 |  | Include
1996-12-13 | 1997-04-02 | 9950 | White Foundry Exhaust Repair | 17277 | 23252.5673 |  | Include
1999-05-07 | 2000-09-19 | 9280 | University West-design & remodel rooms 285-220 | 17174.49 | 21781.406 |  | Include
1999-11-15 | 2001-05-02 | 9314 | Sears Library-chilled water filter | 17088.66 | 21672.5528 |  | Include
1995-11-22 | 1997-05-06 | 9846 | Wood Bldg Emergency Power | 17043.13 | 23396.5652 |  | Include
1995-09-07 | 1995-11-27 | 9829 | Dively Supplemental Landscaping | 17013 | 23355.2032 | 1 | Exclude
2000-03-01 | 2000-11-01 | 9360 | Wickenden-Waterproofing of Ductwork | 17000 | 21137.3632 |  | Include
1999-06-01 | 1999-11-08 | 9277 | Leutner Commons-Cooling Tower Replacement | 16950 | 21496.6984 |  | Include
1991-05-09 | 1992-08-15 | 9405 | Mather Memorial Pole Lighting | 16700.46 | 24816.005 |  | Include
1997-07-17 | 1998-01-12 | 9017 | Glennan 308 HP Lab Upgrades | 16679 | 22007.5863 |  | Include
1999-01-11 | 1999-11-08 | 9216 | K.H. Smith-Student Lounge | 16630 | 21090.861 |  | Include
1998-12-30 | 2000-01-07 | 9210 | CWRUnet-White Building | 16226 | 20990.0612 |  | Include
1997-11-18 | 1998-06-24 | 9045 | Olin Renovation Deans Office | 16114 | 21262.0808 |  | Include
1995-09-01 | 1996-02-02 | 9827 | Wearn CWRU-Net | 16113.13 | 22119.8745 |  | Include
1998-12-15 | 1999-11-08 | 9209 | CASC-second shift office | 16050 | 20762.3864 |  | Include
1998-12-22 | 2000-01-07 | 9206 | Glennan XPS Install Upgrades | 15957.59 | 20642.8442 |  | Include
1996-12-06 | 1997-05-06 | 9949 | Tomlinson HVAC Supplement | 15928.04 | 21437.0447 |  | Include
1998-11-20 | 2000-11-01 | 9193 | Medical School-ARC floor drains | 15463 | 20003.0393 |  | Include
1997-12-01 | 1998-10-12 | 9048 | BRB Windows | 15367 | 20276.4302 |  | Include
1992-12-10 | 1993-05-20 | 9520 | Farm Fuel Storage Tank Replacement | 15262.38 | 22234.4057 |  | Include
1997-01-09 | 1998-11-04 | 9956 | Murray Hill Boilers - Engin. | 15141.7 | 19979.1516 |  | Include
1996-02-15 | 1997-03-20 | 9859 | Glennan Lock Recoring | 15138.63 | 20374.6028 |  | Include
1999-11-01 | 2000-06-27 | 9325 | Dental - Computer Lab | 15046 | 19081.966 |  | Include
1992-05-26 | 1993-03-24 | 9473 | Emerson gym & lobbing lighting | 15011.25 | 21868.5567 |  | Include
2000-05-24 | 2002-11-12 | 9436 | SV Farm-CWRUnet Installation | 15000.18 | 18650.8384 |  | Include
1997-04-25 | 1997-10-06 | 9980 | Triangle Bldg Pediatrics Department Minor Renovation | 14946.2 | 19721.1935 |  | Include
1997-01-01 | 1997-09-16 | 9953 | BRB 728 Genetics Admin Office | 14704.6 | 19402.4074 |  | Include
1996-03-27 | 1996-11-22 | 9871 | Clark Hall Painting | 14700 | 19784.2646 |  | Include
2000-05-08 | 2004-04-12 | 9420 | Bellflower Road-Landscape Improvements | 14646.25 | 18210.771 | 1 | Exclude
1992-05-19 | 1993-02-26 | 9470 | Housing Mechanical 1992 | 14511.57 | 21140.6173 |  | Include
1998-07-02 | 1999-06-29 | 9152 | Kent Smith Library ETS Testing Room | 14489.5 | 18743.7133 |  | Include
1998-05-21 | 2000-11-01 | 9139 | Campus Bench Program - Design | 14465 | 18712.0199 | 1 | Exclude
1995-07-19 | 1996-01-03 | 9813 | Taft Lounge Damage | 14418.3 | 19793.2361 |  | Include
1992-06-09 | 1993-06-23 | 9482 | Yost HVAC Renovation | 14414.5 | 20999.2046 |  | Include
1997-04-25 | 1997-10-06 | 9983 | Crawford Microgravity Center | 14408 | 19011.05 |  | Include
1995-08-21 | 1996-04-17 | 9821 | Med E., Physiology Minor Renovations | 14368.5 | 19724.8714 |  | Include
1996-07-01 | 1996-11-22 | 9906 | 1728 E 116th The Noble #6 | 14321.7 | 19275.1226 |  | Include
1997-10-17 | 1998-03-10 | 9035 | Wood Bldg 1600 Amp Bolt Loc Replace | 14307 | 18877.7827 |  | Include
1998-04-22 | 1998-11-03 | 9129 | Mather House Roof Replacement | 14038 | 18159.6499 |  | Include
1998-06-01 | 1998-11-03 | 9157 | Van Horn Sewer Damage Repair | 14000 | 18110.4928 | 1 | Exclude
1999-11-09 | 2001-05-31 | 9332 | Glennan-Stairwell panic devices | 13942.95 | 17683.0319 |  | Include
1995-06-07 | 1995-10-26 | 9801 | Campus EMS Network Maintenance | 13880 | 19054.2656 |  | Include
1998-03-16 | 1998-11-03 | 9098 | White 334-338 Processing Lab | 13862 | 17931.9751 |  | Include
1992-06-11 | 1993-03-24 | 9483 | Campus automatic light sensors | 13834.75 | 20154.6184 |  | Include
1998-02-02 | 1998-10-12 | 9076 | Dental 4th Floor Buss Duct Replacement | 13796.6 | 17847.3732 |  | Include
2000-03-01 | 2001-05-31 | 9395 | Strosacker-interior renovations | 13795.94 | 17153.5174 |  | Include
1998-02-19 | 1998-11-03 | 9081 | Smith Chem Astronomy CWRU-Net | 13741 | 17775.4487 |  | Include
1997-03-17 | 1997-11-14 | 9967 | BRB - Hemoc 301 Lab | 13723.3 | 18107.6029 |  | Include
1998-12-11 | 1999-11-08 | 9200 | Rad Store Room-floor repairs | 13705 | 17728.8789 |  | Include
1996-07-08 | 1996-11-06 | 9907 | Carlton Road Tennis Court Repairs | 13540 | 18223.0573 | 1 | Exclude
1995-11-07 | 1996-05-28 | 9844 | Millis 203S Explosion Repairs | 13404.57 | 18401.6021 | 1 | Exclude
1998-12-08 | 1999-11-08 | 9195 | Hearing & Speech-remodel rm. 110 | 13332 | 17246.3636 |  | Include
1996-12-10 | 1997-07-07 | 9948 | Yost Statistics Faceplates | 13285.6 | 17880.6684 |  | Include
1996-02-20 | 1996-07-18 | 9867 | 1720 E116th St Rehab Apt #9 | 13207 | 17774.8831 |  | Include
1997-01-23 | 1997-05-06 | 9958 | CASC Rental Storage Area | 13131.2 | 17326.3395 |  | Include
1993-02-01 | 1993-05-20 | 9536 | U. West Security Cameras | 13124.2 | 18744.5894 |  | Include
2000-06-01 | 2001-10-18 | 9443 | BRB-upholstery replacement | 13077.95 | 16260.787 |  | Include
1993-01-19 | 1993-05-10 | 9532 | BRB -- Add Cabinet Locks | 12907.83 | 18435.5598 |  | Include
1995-09-22 | 1996-03-21 | 9832 | 1727 E. 116th St Apt#6 Renovation | 12822 | 17601.8583 |  | Include
1996-02-27 | 1996-07-18 | 9863 | Med School ARC Accreditation Work | 12750 | 17159.8213 |  | Include
1997-07-23 | 1998-01-12 | 9018 | MSASS Library Updates | 12719.07 | 16782.5428 |  | Include
2000-04-01 | 2000-11-01 | 9402 | Manor House-install air conditioning | 12705.5 | 15797.6923 |  | Include
1998-07-01 | 1999-01-06 | 9160 | Med. E. 5th Fl. Exhaust Cleaning | 12504.92 | 16176.4474 |  | Include
1996-09-25 | 1997-04-02 | 9931 | HSC Repair Hot Water Main | 12500 | 16823.3542 |  | Include
2000-03-06 | 2001-08-21 | 9412 | Dental School-exhaust improvements | 12494.54 | 15535.39 |  | Include
1997-02-24 | 1997-06-04 | 9963 | U West - Fire Alarm Replacement | 12480 | 16467.095 |  | Include
1995-09-28 | 1996-06-26 | 9833 | Manor House Concrete Repairs | 12416 | 17044.5073 |  | Include
2000-06-01 | 2001-06-18 | 9437 | White Building-Student Lounge | 12373 | 15384.2703 |  | Include
2000-04-10 | 2001-08-21 | 9414 | Apartments-chaseways | 12321.14 | 15319.7889 |  | Include
1995-08-21 | 1996-04-17 | 9820 | Med E. 628, Neurosciences Lab | 12310.6 | 16899.8157 |  | Include
1998-11-01 | 2000-11-06 | 9186 | University West-Generic Research Labs | 12295.46 | 15905.4886 |  | Include
2000-02-01 | 2002-11-27 | 9384 | Univ West Bldg-Fume Hood/Exhaust System | 12270 | 15256.2028 |  | Include
1999-02-22 | 2002-11-27 | 9240 | Alumni Center-Design | 12234.79 | 15516.672 |  | Include
1999-01-25 | 2002-03-04 | 9223 | White-chilled water | 12149.02 | 15407.8949 |  | Include
1997-09-08 | 1998-01-12 | 9028 | Pathology Harding 105/107 | 12128.92 | 16003.8524 |  | Include
2000-05-08 | 2001-08-21 | 9429 | Mather Memorial-refinish hallway chandelier | 12040 | 14970.2267 |  | Include
2000-06-15 | 2002-03-04 | 9452 | Baker Building-room 120 renovations | 12030.43 | 14958.3276 |  | Include
1993-01-04 | 1993-05-10 | 9523 | Murray Hill Cable Break | 12005.76 | 17147.1817 |  | Include
2000-06-05 | 2001-08-21 | 9440 | Phi Mu-carpet replacement | 11705 | 14553.6963 |  | Include
1997-06-27 | 2002-11-27 | 9010 | Carlton Rd Dorms-Fire Alarms | 11661.04 | 15386.4946 |  | Include
1997-06-27 | 2000-02-16 | 9011 | Murray Hill Electrical Loop-Design | 11627.23 | 15341.8831 |  | Include
1998-09-14 | 2000-11-01 | 9173 | Carlton-Tennis Courts | 11600 | 15005.8369 |  | Include
2000-05-08 | 2001-08-21 | 9428 | Case Quad-5000 KVA substation upgrade | 11565 | 14379.6239 | 1 | Exclude
1997-06-01 | 1998-06-24 | 9997 | Thwing Skylights | 11480 | 15147.6162 |  | Include
1997-06-30 | 1997-11-14 | 9015 | Enterprise Carpeting | 11464 | 15126.5045 |  | Include
1999-10-08 | 2000-11-01 | 9328 | Sears-Reception Area Second Floor | 11363 | 14411.0315 |  | Include
1996-12-19 | 1997-05-06 | 9952 | Finnigan Field Backstop Repairs | 11236 | 15122.1766 | 1 | Exclude
1996-07-09 | 1997-03-20 | 9909 | Thwing Commuter Lounge | 11128 | 14976.8229 |  | Include
1997-10-31 | 1999-06-29 | 9039 | Wood Bldg Office Renovations WG-30 | 11107.41 | 14655.9916 |  | Include
1999-01-27 | 2000-09-19 | 9228 | Veale Convo. Center - Ice Damage Repairs | 11106 | 14085.0934 | 1 | Exclude
1998-12-15 | 2000-06-27 | 9202 | Eldred Theater-Exterior Masonry Restoration | 11105 | 14365.5016 |  | Include
2000-06-05 | 2001-08-21 | 9439 | Alpha Chi-carpet replacement | 11038 | 13724.3656 |  | Include
1996-08-08 | 1996-11-22 | 9919 | Fribley Transformer Replacement | 11021.97 | 14834.1204 |  | Include
1992-07-21 | 1992-11-18 | 9497 | Glennan air handler A/C Drives | 10950 | 15952.0823 |  | Include
1996-12-31 | 1997-11-14 | 9954 | Glennan Antenna Installations | 10909.55 | 14682.8179 |  | Include
1997-11-19 | 1998-11-03 | 9047 | Montville Observatory Door Upgrades | 10900 | 14382.3185 |  | Include
1999-09-07 | 2001-10-26 | 9316 | Baker-installation of strainer | 10715.94 | 13590.403 | 1 | Exclude
2000-05-08 | 2000-11-01 | 9426 | University West-exterior entrance | 10700 | 13304.1051 |  | Include
1997-01-10 | 1997-09-16 | 9957 | Med E TB Research 2 | 10647.7 | 14049.414 |  | Include
1998-12-01 | 2000-02-16 | 9192 | Tomlinson -Undergrad Admission Offices | 10588.12 | 13696.8622 |  | Include
1996-11-07 | 1998-06-24 | 9941 | White Building - Rekey All Locks | 10576.18 | 14234.1458 |  | Include
1997-10-27 | 1998-10-12 | 9036 | Health Services Bldg A/C Upgrade | 10530 | 13894.1114 |  | Include
1999-01-08 | 2000-01-07 | 9215 | Lot 1 - Landscape Design | 10500 | 13316.5388 | 1 | Exclude
1996-06-03 | 1997-05-06 | 9892 | 11427 Bellflower Fire Alarm System | 10105.1 | 13600.1341 |  | Include
1996-03-15 | 1997-03-20 | 9869 | Adelbert Hall Lighting | 10100 | 13593.2702 |  | Include
2000-06-01 | 2003-06-11 | 9450 | Zone 4-Air Compressor Replacement | 10075.19 | 12527.2324 |  | Include
1993-01-05 | 1993-11-09 | 9524 | Rockefeller Attic PCB Removal | 9994 | 14273.893 |  | Include
1998-04-20 | 2001-03-15 | 9119 | Dental School Fire System Reno. | 9979 | 12908.9006 |  | Include
1999-06-01 | 2000-10-31 | 9278 | Wood Building-removal of rooms | 9931 | 12594.9093 |  | Include
1999-07-15 | 2000-11-01 | 9295 | Bellflower Hall Landscaping | 9800 | 12428.7696 | 1 | Exclude
1999-12-15 | 2002-11-27 | 9345 | Science Center-Furnishings | 9669.6 | 12263.3909 |  | Include
1996-08-20 | 1997-07-07 | 9925 | Olin - Furniture | 9543 | 12843.6216 | 1 | Exclude
1995-06-19 | 1996-02-23 | 9804 | Millis 4th Floor Undergrad Labs | 9400 | 12904.1856 |  | Include
1998-11-15 | 2002-11-12 | 9176 | Allen Memorial Library-Key Recore | 9207.41 | 11910.7666 |  | Include
1992-05-19 | 1992-11-30 | 9471 | Housing Landscaping 1992 | 9170 | 13358.9585 | 1 | Exclude
1998-10-29 | 2000-11-01 | 9187 | Bike Racks | 8885 | 11493.6949 | 1 | Exclude
1999-07-19 | 2000-11-01 | 9291 | MH Frat/Fribley Commons Biolers-Design | 8800 | 11160.5278 |  | Include
1999-12-01 | 2000-10-31 | 9331 | Amasa Stone-Panels | 8692.5 | 11024.1918 |  | Include
1997-01-29 | 1997-09-16 | 9959 | Med East - Air Quality | 8679 | 11451.7562 |  | Include
1991-05-01 | 1991-11-30 | 9402 | Housing, Shower Walls | 8474.35 | 12592.4383 |  | Include
1996-12-02 | 1997-04-02 | 9946 | Staley - Transformer Replacement | 8136.2 | 10950.254 |  | Include
2000-05-08 | 2000-11-01 | 9423 | Montville-window replacement | 7800 | 9698.3196 |  | Include
2000-06-01 | 2002-11-27 | 9448 | Eldred Hall-Entrance Facade Lighting | 7242 | 9004.5167 |  | Include
1995-08-21 | 1996-02-23 | 9822 | Wood Bldg, VA Relocations | 7070.02 | 9705.6224 |  | Include
1996-06-13 | 1998-11-03 | 9900 | Law School AC 3 & 4 Replacement | 6786.16 | 9133.2779 |  | Include
1999-12-01 | 2000-11-01 | 9435 | Nursing-duct extension | 6434 | 8159.8677 |  | Include
2000-05-01 | 2001-08-21 | 9418 | Yost/Adelbert-indoor air quality report | 6167.67 | 7668.7224 | 1 | Exclude
1996-04-16 | 1996-12-27 | 9878 | 11901 Carlton Renovation | 5674.11 | 7636.605 |  | Include
2000-05-08 | 2001-08-21 | 9431 | Veale-install new overhang lights | 5189.62 | 6452.6402 |  | Include
1997-07-14 | 1998-06-24 | 9016 | Kent Smith E&S Mechanical | 3809.01 | 5025.9078 |  | Include
2000-04-01 | / / | 9361 | Univ West Bldg-Renovation 3rd Fl | 2945.81 | 3662.7445 |  | Include
1999-05-17 | 2000-03-01 | 9244 | Guilford - Roof Replacement | 1700 | 2156.0111 |  | Include
1994-11-01 | 1995-10-26 | 9807 | BRB Catwalk Extension | 1500 | 2100.3621 |  | Include
1991-06-01 | 1991-06-30 | 9408 | Adelbert Room 6 | 1500 | 2228.9211 |  | Include
1998-10-27 | 2001-08-21 | 9184 | HSC Garage/Dock-Canopy/Waste Room | 1010 | 1306.5427 | 1 | Exclude
1995-12-01 | 1998-12-29 | 9847 | Wood Bldg-VA Research Space | 640.7 | 879.5438 |  | Include
